## Mims WTP Mixing Imp
UTILITY SERVICES DEPARTMENT
PROGRAM NAME: WATER / WASTEWATER
PROJECT TITLE: MIMS: W T P MIXING IMPROVEMENTS
Project Total: $ 180,000
Project Timeline: October 1st, 2019 through September 30th, 2021
Funded Program #: 6540116
Project Description, Milestones and Service Impact
This project consists of replacing the chlorine and ammonia mixing system at the Mims water treatment plant. The system has reached its useful life and requires replacement in order to meet FDEP compliance.
Revenue or Expense Category | All Prior Fiscal Years | Fiscal Year 2019 | Fiscal Year 2020 | Fiscal Year 2021 | Fiscal Year 2022 | Fiscal Year 2023 | Fiscal Year 2024 & Future | Total Revenue | -0- CHECK
Charges for Services Revenue | 0 | 45000 | 135000 | 0 | 0 | 0 | 0 | 180000
Permit/Fees Revenue | 0 | 0 | 0 | 0 | 0 | 0 | 0 | 0 | #REF! | REV VS EXP
Unfunded | 0 | 0 | 0 | 0 | 0 | 0 | 0 | 0 | #VALUE! | TOTAL VS REV
Grant Revenue | 0 | 0 | 0 | 0 | 0 | 0 | 0 | 0 | #REF! | TOTAL VS EXP
Loans Revenue | 0 | 0 | 0 | 0 | 0 | 0 | 0 | 0
Total Revenue | 0 | 45000 | 135000 | 0 | 0 | 0 | 0 | 180000
Land Expense | 0 | 0 | 0 | 0 | 0 | 0 | 0 | 0
Planning/Design Expense | 0 | 0 | 45000 | 10000 | 0 | 0 | 0 | 55000
Construction Expense | 0 | 0 | 0 | 125000 | 0 | 0 | 0 | 125000
Other Expense | 0 | 0 | 0 | 0 | 0 | 0 | 0 | 0
Total Expense | 0 | 0 | 45000 | 135000 | 0 | 0 | 0 | 180000

## Mims Lime Sludge
UTILITY SERVICES DEPARTMENT
PROGRAM NAME: WATER / WASTEWATER
PROJECT TITLE: MIMS: LIME SLUDGE HANDLING SYSTEM
Project Total: $ 1,225,326
Project Timeline: October 1st, 2015 through September 30th, 2021
Funded Program #: 6538128
Project Description, Milestones and Service Impact
This project involves making modifications to the existing lime slurry disposal system at the Mims Water Treatment Plant. This modification will streamline the process resulting in less operational costs.
Revenue or Expense Category | All Prior Fiscal Years | Fiscal Year 2019 | Fiscal Year 2020 | Fiscal Year 2021 | Fiscal Year 2022 | Fiscal Year 2023 | Fiscal Year 2024 & Future | Total Revenue | -0- CHECK
Charges for Services Revenue | 145326 | 65000 | 1015000 | 0 | 0 | 0 | 0 | 1225326
Permit/Fees Revenue | 0 | 0 | 0 | 0 | 0 | 0 | 0 | 0 | #REF! | REV VS EXP
Unfunded | 0 | 0 | 0 | 0 | 0 | 0 | 0 | 0 | #VALUE! | TOTAL VS REV
Grant Revenue | 0 | 0 | 0 | 0 | 0 | 0 | 0 | 0 | #REF! | TOTAL VS EXP
Loans Revenue | 0 | 0 | 0 | 0 | 0 | 0 | 0 | 0
Total Revenue | 145326 | 65000 | 1015000 | 0 | 0 | 0 | 0 | 1225326
Land Expense | 0 | 0 | 0 | 0 | 0 | 0 | 0 | 0
Planning/Design Expense | 75326 | 70000 | 65000 | 65000 | 0 | 0 | 0 | 275326
Construction Expense | 0 | 0 | 0 | 950000 | 0 | 0 | 0 | 950000
Other Expense | 0 | 0 | 0 | 0 | 0 | 0 | 0 | 0
Total Expense | 75326 | 70000 | 65000 | 1015000 | 0 | 0 | 0 | 1225326

## Mims High Svs
UTILITY SERVICES DEPARTMENT
PROGRAM NAME: WATER / WASTEWATER
PROJECT TITLE: MIMS: REPLACE HIGH SERVICE PUMPS AND MOTORS
Project Total: $ 229,039
Project Timeline: October 1st, 2015 through September 30th, 2020
Funded Program #: 6984111
Project Description, Milestones and Service Impact
This project consists of the replacement of the high service pumps and motor at the Mims water treatment plant. The pumps and motors have reached the end of their useful life and are no longer efficient.
Revenue or Expense Category | All Prior Fiscal Years | Fiscal Year 2019 | Fiscal Year 2020 | Fiscal Year 2021 | Fiscal Year 2022 | Fiscal Year 2023 | Fiscal Year 2024 & Future | Total Revenue | -0- CHECK
Charges for Services Revenue | 29039 | 200000 | 0 | 0 | 0 | 0 | 0 | 229039
Permit/Fees Revenue | 0 | 0 | 0 | 0 | 0 | 0 | 0 | 0 | #REF! | REV VS EXP
Unfunded | 0 | 0 | 0 | 0 | 0 | 0 | 0 | 0 | #VALUE! | TOTAL VS REV
Grant Revenue | 0 | 0 | 0 | 0 | 0 | 0 | 0 | 0 | #REF! | TOTAL VS EXP
Loans Revenue | 0 | 0 | 0 | 0 | 0 | 0 | 0 | 0
Total Revenue | 29039 | 200000 | 0 | 0 | 0 | 0 | 0 | 229039
Land Expense | 0 | 0 | 0 | 0 | 0 | 0 | 0 | 0
Planning/Design Expense | 0 | 0 | 0 | 0 | 0 | 0 | 0 | 0
Construction Expense | 29039 | 100000 | 100000 | 0 | 0 | 0 | 0 | 229039
Other Expense | 0 | 0 | 0 | 0 | 0 | 0 | 0 | 0
Total Expense | 29039 | 100000 | 100000 | 0 | 0 | 0 | 0 | 229039

## Mims CO2
UTILITY SERVICES DEPARTMENT
PROGRAM NAME: WATER / WASTEWATER
PROJECT TITLE: MIMS: C O 2 TANK REPLACEMENT
Project Total: $ 745,097
Project Timeline: October 1st, 2015 through September 20th, 2020
Funded Program #: 6540114
Project Description, Milestones and Service Impact
This project consists of replacing the carbon dioxide tank and apparatus at the Mims water treatment plant. The existing system is beyond its useful life and requires replacement.
Revenue or Expense Category | All Prior Fiscal Years | Fiscal Year 2019 | Fiscal Year 2020 | Fiscal Year 2021 | Fiscal Year 2022 | Fiscal Year 2023 | Fiscal Year 2024 & Future | Total Revenue | -0- CHECK
Charges for Services Revenue | 525097 | 220000 | 0 | 0 | 0 | 0 | 0 | 745097
Permit/Fees Revenue | 0 | 0 | 0 | 0 | 0 | 0 | 0 | 0 | #REF! | REV VS EXP
Unfunded | 0 | 0 | 0 | 0 | 0 | 0 | 0 | 0 | #VALUE! | TOTAL VS REV
Grant Revenue | 0 | 0 | 0 | 0 | 0 | 0 | 0 | 0 | #REF! | TOTAL VS EXP
Loans Revenue | 0 | 0 | 0 | 0 | 0 | 0 | 0 | 0
Total Revenue | 525097 | 220000 | 0 | 0 | 0 | 0 | 0 | 745097
Land Expense | 0 | 0 | 0 | 0 | 0 | 0 | 0 | 0
Planning/Design Expense | 60097 | 15000 | 20000 | 0 | 0 | 0 | 0 | 95097
Construction Expense | 0 | 450000 | 200000 | 0 | 0 | 0 | 0 | 650000
Other Expense | 0 | 0 | 0 | 0 | 0 | 0 | 0 | 0
Total Expense | 60097 | 465000 | 220000 | 0 | 0 | 0 | 0 | 745097

## Mims Well Facilities
UTILITY SERVICES DEPARTMENT
PROGRAM NAME: WATER / WASTEWATER
PROJECT TITLE: MIMS: WELL FACILITY REPLACEMENTS (6)
Project Total: $ 3,078,137
Project Timeline: October 1st, 2015 through September 30th, 2020
Funded Program #: 6983105
Project Description, Milestones and Service Impact
This project consists of installing new water wells to the Mims water system. Current wells have been underperforming in their water withdrawal resulting in the installation of new wells to meet customer water demand.
Revenue or Expense Category | All Prior Fiscal Years | Fiscal Year 2019 | Fiscal Year 2020 | Fiscal Year 2021 | Fiscal Year 2022 | Fiscal Year 2023 | Fiscal Year 2024 & Future | Total Revenue | -0- CHECK
Charges for Services Revenue | 278137 | 1800000 | 1000000 | 0 | 0 | 0 | 0 | 3078137
Permit/Fees Revenue | 0 | 0 | 0 | 0 | 0 | 0 | 0 | 0 | #REF! | REV VS EXP
Unfunded | 0 | 0 | 0 | 0 | 0 | 0 | 0 | 0 | #VALUE! | TOTAL VS REV
Grant Revenue | 0 | 0 | 0 | 0 | 0 | 0 | 0 | 0 | #REF! | TOTAL VS EXP
Loans Revenue | 0 | 0 | 0 | 0 | 0 | 0 | 0 | 0
Total Revenue | 278137 | 1800000 | 1000000 | 0 | 0 | 0 | 0 | 3078137
Land Expense | 0 | 0 | 0 | 0 | 0 | 0 | 0 | 0
Planning/Design Expense | 278137 | 0 | 60000 | 0 | 0 | 0 | 0 | 338137
Construction Expense | 0 | 0 | 1740000 | 1000000 | 0 | 0 | 0 | 2740000
Other Expense | 0 | 0 | 0 | 0 | 0 | 0 | 0 | 0
Total Expense | 278137 | 0 | 1800000 | 1000000 | 0 | 0 | 0 | 3078137

## Mims Water Main
UTILITY SERVICES DEPARTMENT
PROGRAM NAME: WATER / WASTEWATER
PROJECT TITLE: MIMS: WATER MAIN REPLACEMENT (ASBESTOS CEMENT) PHASE 1 - 7
Project Total: $ 12,664,057
Project Timeline: October 1st, 2015 through September 30th, 2023
Funded Program #: 6980111
Project Description, Milestones and Service Impact
This project will replace the asbestos cement and thin-walled PVC pipe in the Mims water distribution system and includes changing over the water service connections from the existing pipes to the new pipes. This project will take place in five phases. The Mims water distribution system piping includes asbestos-cement and thin-walled PVC water pipes that were installed in the 1960's. The current pipe material is conducive to breaking thus the replacement of the pipe to better material will assure the integrity of the water system.
Revenue or Expense Category | All Prior Fiscal Years | Fiscal Year 2019 | Fiscal Year 2020 | Fiscal Year 2021 | Fiscal Year 2022 | Fiscal Year 2023 | Fiscal Year 2024 & Future | Total Revenue | -0- CHECK
Charges for Services Revenue | 3218057 | 1848000 | 1848000 | 1900000 | 1950000 | 1900000 | 0 | 12664057
Permit/Fees Revenue | 0 | 0 | 0 | 0 | 0 | 0 | 0 | 0 | #REF! | REV VS EXP
Unfunded | 0 | 0 | 0 | 0 | 0 | 0 | 0 | 0 | #VALUE! | TOTAL VS REV
Grant Revenue | 0 | 0 | 0 | 0 | 0 | 0 | 0 | 0 | #REF! | TOTAL VS EXP
Loans Revenue | 0 | 0 | 0 | 0 | 0 | 0 | 0 | 0
Total Revenue | 3218057 | 1848000 | 1848000 | 1900000 | 1950000 | 1900000 | 0 | 12664057
Land Expense | 0 | 0 | 0 | 0 | 0 | 0 | 0 | 0
Planning/Design Expense | 184753 | 97583 | 98000 | 98000 | 100000 | 100000 | 0 | 678336
Construction Expense | 2935721 | 0 | 1750000 | 1750000 | 1800000 | 1850000 | 1900000 | 11985721
Other Expense | 0 | 0 | 0 | 0 | 0 | 0 | 0 | 0
Total Expense | 3120474 | 97583 | 1848000 | 1848000 | 1900000 | 1950000 | 1900000 | 12664057

## Mims WTP SCADA
UTILITY SERVICES DEPARTMENT
PROGRAM NAME: WATER / WASTEWATER
PROJECT TITLE: MIMS: MIMS W T P SCADA
Project Total: $ 69,937
Project Timeline: October 1st, 2016 through September 30th, 2020
Funded Program: 6351107
Project Description, Milestones and Service Impact
Replace supervisory control and data acquisition (SCADA) units at the Mims Water Treatment Plant. These components are obsolete and have reached the end of their useful life as repair parts are increasingly difficult to obtain.
Revenue or Expense Category | All Prior Fiscal Years | Fiscal Year 2019 | Fiscal Year 2020 | Fiscal Year 2021 | Fiscal Year 2022 | Fiscal Year 2023 | Fiscal Year 2024 & Future | Total Revenue | -0- CHECK
Charges for Services Revenue | 13933.5 | 56003 | 0 | 0 | 0 | 0 | 0 | 69936.5
Permit/Fees Revenue | 0 | 0 | 0 | 0 | 0 | 0 | 0 | 0 | 0 | REV VS EXP
Unfunded | 0 | 0 | 0 | 0 | 0 | 0 | 0 | 0
Grant Revenue | 0 | 0 | 0 | 0 | 0 | 0 | 0 | 0
Loans Revenue | 0 | 0 | 0 | 0 | 0 | 0 | 0 | 0
Total Revenue | 13933.5 | 56003 | 0 | 0 | 0 | 0 | 0 | 69936.5
Land Expense | 0 | 0 | 0 | 0 | 0 | 0 | 0 | 0
Planning/Design Expense | 0 | 0 | 0 | 0 | 0 | 0 | 0 | 0
Construction Expense | 13933.5 | 0 | 56003 | 0 |  | 0 | 0 | 69936.5
Other Expense | 0 | 0 | 0 | 0 | 0 | 0 | 0 | 0
Total Expense | 13933.5 | 0 | 56003 | 0 | 0 | 0 | 0 | 69936.5

## N Brev N10
UTILITY SERVICES DEPARTMENT
PROGRAM NAME: WATER / WASTEWATER
PROJECT TITLE: NORTH BREVARD: EXTEND N 10 GRAVITY SEWER AND DEMOLISH LIFT STATION N 04
Project Total: $ 496,935
Project Timeline: October 1st, 2015 through September 30th, 2020
Funded Program #: 6981110
Project Description, Milestones and Service Impact
This project consists of the demolition of LS N04 and the rerouting of the force main to LS N10. This project is being performed to due to the age of the LS and force main.
Revenue or Expense Category | All Prior Fiscal Years | Fiscal Year 2019 | Fiscal Year 2020 | Fiscal Year 2021 | Fiscal Year 2022 | Fiscal Year 2023 | Fiscal Year 2024 & Future | Total Revenue | -0- CHECK
Charges for Services Revenue | 461935 | 35000 | 0 | 0 | 0 | 0 | 0 | 496935
Permit/Fees Revenue | 0 | 0 | 0 | 0 | 0 | 0 | 0 | 0 | #REF! | REV VS EXP
Unfunded | 0 | 0 | 0 | 0 | 0 | 0 | 0 | 0 | #VALUE! | TOTAL VS REV
Grant Revenue | 0 | 0 | 0 | 0 | 0 | 0 | 0 | 0 | #REF! | TOTAL VS EXP
Loans Revenue | 0 | 0 | 0 | 0 | 0 | 0 | 0 | 0
Total Revenue | 461935 | 35000 | 0 | 0 | 0 | 0 | 0 | 496935
Land Expense | 0 | 0 | 0 | 0 | 0 | 0 | 0 | 0
Planning/Design Expense | 46935 | 15000 | 10000 | 0 | 0 | 0 | 0 | 71935
Construction Expense | 0 | 400000 | 25000 | 0 | 0 | 0 | 0 | 425000
Other Expense | 0 | 0 | 0 | 0 | 0 | 0 | 0 | 0
Total Expense | 46935 | 415000 | 35000 | 0 | 0 | 0 | 0 | 496935

## N Brev Driveway
UTILITY SERVICES DEPARTMENT
PROGRAM NAME: WATER / WASTEWATER
PROJECT TITLE: NORTH BREVARD: TREATMENT PLANT DRIVEWAY
Project Total: $ 396,670
Project Timeline: October 1st, 2019 through September 30th, 2020
Funded Program #: 6570108
Project Description, Milestones and Service Impact
This project consists of constructing a paved roadway at the North Brevard WWTP from the treatment plant to the Rapid Infiltration Basin. Currently the roadway is a dirt road making it problematic for travel when wet and for heavy trucks.
Revenue or Expense Category | All Prior Fiscal Years | Fiscal Year 2019 | Fiscal Year 2020 | Fiscal Year 2021 | Fiscal Year 2022 | Fiscal Year 2023 | Fiscal Year 2024 & Future | Total Revenue | -0- CHECK
Charges for Services Revenue | 46670 | 70000 | 70000 | 70000 | 70000 | 70000 | 0 | 396670
Permit/Fees Revenue | 0 | 0 | 0 | 0 | 0 | 0 | 0 | 0 | #REF! | REV VS EXP
Unfunded | 0 | 0 | 0 | 0 | 0 | 0 | 0 | 0 | #VALUE! | TOTAL VS REV
Grant Revenue | 0 | 0 | 0 | 0 | 0 | 0 | 0 | 0 | #REF! | TOTAL VS EXP
Loans Revenue | 0 | 0 | 0 | 0 | 0 | 0 | 0 | 0
Total Revenue | 46670 | 70000 | 70000 | 70000 | 70000 | 70000 | 0 | 396670
Land Expense | 0 | 0 | 0 | 0 | 0 | 0 | 0 | 0
Planning/Design Expense | 31361 | 15000 | 0 | 0 | 0 | 0 | 0 | 46361
Construction Expense | 0 | 309 | 70000 | 70000 | 70000 | 70000 | 70000 | 350309
Other Expense | 0 | 0 | 0 | 0 | 0 | 0 | 0 | 0
Total Expense | 31361 | 15309 | 70000 | 70000 | 70000 | 70000 | 70000 | 396670

## N Brev Filter Gallery
UTILITY SERVICES DEPARTMENT
PROGRAM NAME: WATER / WASTEWATER
PROJECT TOTAL: NORTH BREVARD: FILTER GALLERY VALVE REPLACEMENT
Project Total: $ 604,075
Project Timeline: October 1st, 2015 through September 30th, 2020
Funded Program #: 6538131
Project Description, Milestones and Service Impact
This project involves the replacement of the filter valves at the North Brevard water treatment plant. The current valves are not functioning to the needs of operations and are beyond their useful life.
Revenue or Expense Category | All Prior Fiscal Years | Fiscal Year 2019 | Fiscal Year 2020 | Fiscal Year 2021 | Fiscal Year 2022 | Fiscal Year 2023 | Fiscal Year 2024 & Future | Total Revenue | -0- CHECK
Charges for Services Revenue | 243075 | 361000 | 0 | 0 | 0 | 0 | 0 | 604075
Permit/Fees Revenue | 0 | 0 | 0 | 0 | 0 | 0 | 0 | 0 | #REF! | REV VS EXP
Unfunded | 0 | 0 | 0 | 0 | 0 | 0 | 0 | 0 | #VALUE! | TOTAL VS REV
Grant Revenue | 0 | 0 | 0 | 0 | 0 | 0 | 0 | 0 | #REF! | TOTAL VS EXP
Loans Revenue | 0 | 0 | 0 | 0 | 0 | 0 | 0 | 0
Total Revenue | 243075 | 361000 | 0 | 0 | 0 | 0 | 0 | 604075
Land Expense | 0 | 0 | 0 | 0 | 0 | 0 | 0 | 0
Planning/Design Expense | 36057 | 0 | 20000 | 0 | 0 | 0 | 0 | 56057
Construction Expense | 207018 | 0 | 341000 | 0 | 0 | 0 | 0 | 548018
Other Expense | 0 | 0 | 0 | 0 | 0 | 0 | 0 | 0
Total Expense | 243075 | 0 | 361000 | 0 | 0 | 0 | 0 | 604075

## N Brev WWTP Dumping Bed
UTILITY SERVICES DEPARTMENT
PROGRAM NAME: WATER / WASTEWATER
PROJECT TOTAL: NORTH BREVARD: NORTH BREVARD W W T P DUMPING BED
Project Total: $ 545,800
Project Timeline: October 1st, 2015 through September 30th, 2020
Funded Program #: 6984108
Project Description, Milestones and Service Impact
This project consists of the construction of a dumping bed at North Brevard Wastewater Treatment Plant (NBWWTP) for dewatering of vacuum truck debris. This dumping bed will improve our operational logistics thus resulting in less man hours needed and less mileage to travel.
Revenue or Expense Category | All Prior Fiscal Years | Fiscal Year 2019 | Fiscal Year 2020 | Fiscal Year 2021 | Fiscal Year 2022 | Fiscal Year 2023 | Fiscal Year 2024 & Future | Total Revenue | -0- CHECK
Charges for Services Revenue | 45800 | 500000 | 0 | 0 | 0 | 0 | 0 | 545800
Permit/Fees Revenue | 0 | 0 | 0 | 0 | 0 | 0 | 0 | 0 | #REF! | REV VS EXP
Unfunded | 0 | 0 | 0 | 0 | 0 | 0 | 0 | 0 | #VALUE! | TOTAL VS REV
Grant Revenue | 0 | 0 | 0 | 0 | 0 | 0 | 0 | 0 | #REF! | TOTAL VS EXP
Loans Revenue | 0 | 0 | 0 | 0 | 0 | 0 | 0 | 0
Total Revenue | 45800 | 500000 | 0 | 0 | 0 | 0 | 0 | 545800
Land Expense | 0 | 0 | 0 | 0 | 0 | 0 | 0 | 0
Planning/Design Expense | 10800 | 35000 | 0 | 0 | 0 | 0 | 0 | 45800
Construction Expense | 0 | 0 | 500000 | 0 | 0 | 0 | 0 | 500000
Other Expense | 0 | 0 | 0 | 0 | 0 | 0 | 0 | 0
Total Expense | 10800 | 35000 | 500000 | 0 | 0 | 0 | 0 | 545800

## N Brev Lift Stations
UTILITY SERVICES DEPARTMENT
PROGRAM NAME: WATER / WASTEWATER
PROJECT TITLE: NORTH BREVARD: LIFT STATIONS
Project Total: $ 4,639,402
Project Timeline: Ongoing
Funded Program #: 6300128
Project Description, Milestones and Service Impact
This project consists of the replacement or rehabilitation of lift stations within the North Brevard collection district. Each of the lift stations identified are beyond their useful life. Rehabilitation or replacement will extend the life of the lift station and provide greater integrity of our collection system.
Revenue or Expense Category | All Prior Fiscal Years | Fiscal Year 2019 | Fiscal Year 2020 | Fiscal Year 2021 | Fiscal Year 2022 | Fiscal Year 2023 | Fiscal Year 2024 & Future | Total Revenue | -0- CHECK
Charges for Services Revenue | 0 | 1139402 | 1400000 | 700000 | 700000 | 700000 | 0 | 4639402
Permit/Fees Revenue | 0 | 0 | 0 | 0 | 0 | 0 | 0 | 0 | #REF! | REV VS EXP
Unfunded | 0 | 0 | 0 | 0 | 0 | 0 | 0 | 0 | #VALUE! | TOTAL VS REV
Grant Revenue | 0 | 0 | 0 | 0 | 0 | 0 | 0 | 0 | #REF! | TOTAL VS EXP
Loans Revenue | 0 | 0 | 0 | 0 | 0 | 0 | 0 | 0
Total Revenue | 0 | 1139402 | 1400000 | 700000 | 700000 | 700000 | 0 | 4639402
Land Expense | 0 | 0 | 0 | 0 | 0 | 0 | 0 | 0
Planning/Design Expense | 0 | 0 | 160000 | 56000 | 0 | 0 | 0 | 216000
Construction Expense | 0 | 0 | 979402 | 1344000 | 700000 | 700000 | 700000 | 4423402
Other Expense | 0 | 0 | 0 | 0 | 0 | 0 | 0 | 0
Total Expense | 0 | 0 | 1139402 | 1400000 | 700000 | 700000 | 700000 | 4639402

## PSJ FM J01
UTILITY SERVICES DEPARTMENT
PROGRAM NAME: WATER / WASTEWATER
PROJECT TITLE: PORT SAINT JOHN: FORCE MAIN J 01 REPLACEMENT
Project Total: $ 299,000
Project Timeline: October 1st, 2018 through September 30th, 2021
Funded Program #: 6985105
Project Description, Milestones and Service Impact
This project consists of the replacement of the J01 forcemain. The pipe material is over 50 years old and by replacing this force main insures the integrity of the collection system.
Revenue or Expense Category | All Prior Fiscal Years | Fiscal Year 2019 | Fiscal Year 2020 | Fiscal Year 2021 | Fiscal Year 2022 | Fiscal Year 2023 | Fiscal Year 2024 & Future | Total Revenue | -0- CHECK
Charges for Services Revenue | 0 | 50000 | 209000 | 40000 | 0 | 0 | 0 | 299000
Permit/Fees Revenue | 0 | 0 | 0 | 0 | 0 | 0 | 0 | 0 | #REF! | REV VS EXP
Unfunded | 0 | 0 | 0 | 0 | 0 | 0 | 0 | 0 | #VALUE! | TOTAL VS REV
Grant Revenue | 0 | 0 | 0 | 0 | 0 | 0 | 0 | 0 | #REF! | TOTAL VS EXP
Loans Revenue | 0 | 0 | 0 | 0 | 0 | 0 | 0 | 0
Total Revenue | 0 | 50000 | 209000 | 40000 | 0 | 0 | 0 | 299000
Land Expense | 0 | 0 | 0 | 0 | 0 | 0 | 0 | 0
Planning/Design Expense | 0 | 0 | 50000 | 0 | 0 | 0 | 0 | 50000
Construction Expense | 0 | 0 | 0 | 209000 | 40000 | 0 | 0 | 249000
Other Expense | 0 | 0 | 0 | 0 | 0 | 0 | 0 | 0
Total Expense | 0 | 0 | 50000 | 209000 | 40000 | 0 | 0 | 299000

## PSJ I & I
UTILITY SERVICES DEPARTMENT
PROGRAM NAME: WATER / WASTEWATER
PROJECT TITLE: PORT SAINT JOHN: INFLOW AND INFILTRATION
Project Total: $ 1,300,000
Project Timeline: Ongoing
Funded Program #: 6981101
Project Description, Milestones and Service Impact
This project consists of lining gravity sewers within the PSJ utility service area. Doing this project will result in less I&I and resulting in a less probability of sewer discharges.
Revenue or Expense Category | All Prior Fiscal Years | Fiscal Year 2019 | Fiscal Year 2020 | Fiscal Year 2021 | Fiscal Year 2022 | Fiscal Year 2023 | Fiscal Year 2024 & Future | Total Revenue | -0- CHECK
Charges for Services Revenue | 0 | 100000 | 300000 | 300000 | 300000 | 300000 | 0 | 1300000
Permit/Fees Revenue | 0 | 0 | 0 | 0 | 0 | 0 | 0 | 0 | #REF! | REV VS EXP
Unfunded | 0 | 0 | 0 | 0 | 0 | 0 | 0 | 0 | #VALUE! | TOTAL VS REV
Grant Revenue | 0 | 0 | 0 | 0 | 0 | 0 | 0 | 0 | #REF! | TOTAL VS EXP
Loans Revenue | 0 | 0 | 0 | 0 | 0 | 0 | 0 | 0
Total Revenue | 0 | 100000 | 300000 | 300000 | 300000 | 300000 | 0 | 1300000
Land Expense | 0 | 0 | 0 | 0 | 0 | 0 | 0 | 0
Planning/Design Expense | 0 | 0 | 0 | 0 | 0 | 0 | 0 | 0
Construction Expense | 0 | 0 | 100000 | 300000 | 300000 | 300000 | 300000 | 1300000
Other Expense | 0 | 0 | 0 | 0 | 0 | 0 | 0 | 0
Total Expense | 0 | 0 | 100000 | 300000 | 300000 | 300000 | 300000 | 1300000

## PSJ Plant Access Rd
UTILITY SERVICES DEPARTMENT
PROGRAM NAME: WATER / WASTEWATER
PROJECT TITLE: PORT SAINT JOHN: PAVE PLANT ACCESS ROAD
Project Total: $ 304,976
Project Timeline: October 1st, 2015 through September 30th, 2020
Funded Program #: 6570106
Project Description, Milestones and Service Impact
This project involves the pavement of the plant access road. The access road has numerous potholes and has deteriorated to the point where day-to-day access is becoming problematic.
Revenue or Expense Category | All Prior Fiscal Years | Fiscal Year 2019 | Fiscal Year 2020 | Fiscal Year 2021 | Fiscal Year 2022 | Fiscal Year 2023 | Fiscal Year 2024 & Future | Total Revenue | -0- CHECK
Charges for Services Revenue | 29836 | 275140 | 0 | 0 | 0 | 0 | 0 | 304976
Permit/Fees Revenue | 0 | 0 | 0 | 0 | 0 | 0 | 0 | 0 | #REF! | REV VS EXP
Unfunded | 0 | 0 | 0 | 0 | 0 | 0 | 0 | 0 | #VALUE! | TOTAL VS REV
Grant Revenue | 0 | 0 | 0 | 0 | 0 | 0 | 0 | 0 | #REF! | TOTAL VS EXP
Loans Revenue | 0 | 0 | 0 | 0 | 0 | 0 | 0 | 0
Total Revenue | 29836 | 275140 | 0 | 0 | 0 | 0 | 0 | 304976
Land Expense | 0 | 0 | 0 | 0 | 0 | 0 | 0 | 0
Planning/Design Expense | 29836 | 0 | 10140 | 0 | 0 | 0 | 0 | 39976
Construction Expense | 0 | 0 | 265000 | 0 | 0 | 0 | 0 | 265000
Other Expense | 0 | 0 | 0 | 0 | 0 | 0 | 0 | 0
Total Expense | 29836 | 0 | 275140 | 0 | 0 | 0 | 0 | 304976

## PSJ Lift Stations
UTILITY SERVICES DEPARTMENT
PROGRAM NAME: WATER / WASTEWATER
PROJECT TITLE: PORT SAINT JOHN: LIFT STATIONS
Project Total: $ 3,590,000
Project Timeline: Ongoing
Funded Program #: 6300129
Project Description, Milestones and Service Impact
This project consists of the replacement or rehabilitation of lift stations within the PSJ collection district. Each of the lift stations identified are beyond their useful life. Rehabilitation or replacement will extend the life of the lift station and provide greater integrity of our collection system.
Revenue or Expense Category | All Prior Fiscal Years | Fiscal Year 2019 | Fiscal Year 2020 | Fiscal Year 2021 | Fiscal Year 2022 | Fiscal Year 2023 | Fiscal Year 2024 & Future | Total Revenue | -0- CHECK
Charges for Services Revenue | 0 | 990000 | 1400000 | 400000 | 400000 | 400000 | 0 | 3590000
Permit/Fees Revenue | 0 | 0 | 0 | 0 | 0 | 0 | 0 | 0 | #REF! | REV VS EXP
Unfunded | 0 | 0 | 0 | 0 | 0 | 0 | 0 | 0 | #VALUE! | TOTAL VS REV
Grant Revenue | 0 | 0 | 0 | 0 | 0 | 0 | 0 | 0 | #REF! | TOTAL VS EXP
Loans Revenue | 0 | 0 | 0 | 0 | 0 | 0 | 0 | 0
Total Revenue | 0 | 990000 | 1400000 | 400000 | 400000 | 400000 | 0 | 3590000
Land Expense | 0 | 0 | 0 | 0 | 0 | 0 | 0 | 0
Planning/Design Expense | 0 | 0 | 160000 | 56000 | 0 | 0 | 0 | 216000
Construction Expense | 0 | 0 | 830000 | 1344000 | 400000 | 400000 | 400000 | 3374000
Other Expense | 0 | 0 | 0 | 0 | 0 | 0 | 0 | 0
Total Expense | 0 | 0 | 990000 | 1400000 | 400000 | 400000 | 400000 | 3590000

## PSJ Chlorine Storage
UTILITY SERVICES DEPARTMENT
PROGRAM NAME: WATER/WASTEWATER
PROJECT TITLE: PORT ST JOHN: CHLORINE STORAGE AND FEEDER SYSTEM
Project Total: $ 100,000
Project Timeline: October 1st, 2016 through September 30th, 2020
Funded Program #: 6538432
Project Description, Milestones and Service Impact
Replace existing chlorine storage and feeder system at the Port St John Wastewater Treatment Plant. Existing structure is in poor condition. New structure will allow us to keep the reuse system on line and stay in compliance with the Department of Environmental Protection (DEP).
Revenue or Expense Category | All Prior Fiscal Years | Fiscal Year 2019 | Fiscal Year 2020 | Fiscal Year 2021 | Fiscal Year 2022 | Fiscal Year 2023 | Fiscal Year 2024 & Future | Total Revenue | -0- CHECK
Charges for Services Revenue | 0 | 100000 | 0 | 0 | 0 | 0 | 0 | 100000
Permit/Fees Revenue | 0 | 0 | 0 | 0 | 0 | 0 | 0 | 0 | 0 | REV VS EXP
Unfunded | 0 | 0 | 0 | 0 | 0 | 0 | 0 | 0
Grant Revenue | 0 | 0 | 0 | 0 | 0 | 0 | 0 | 0
Loans Revenue | 0 | 0 | 0 | 0 | 0 | 0 | 0 | 0
Total Revenue | 0 | 100000 | 0 | 0 | 0 | 0 | 0 | 100000
Land Expense | 0 | 0 | 0 | 0 | 0 | 0 | 0 | 0
Planning/Design Expense | 0 | 0 | 0 | 0 | 0 | 0 | 0 | 0
Construction Expense | 0 | 0 | 100000 | 0 |  | 0 | 0 | 100000
Other Expense | 0 | 0 | 0 | 0 | 0 | 0 | 0 | 0
Total Expense | 0 | 0 | 100000 | 0 | 0 | 0 | 0 | 100000

## Sykes FM M13 Replacement
UTILITY SERVICES DEPARTMENT
PROGRAM NAME: WATER / WASTEWATER
PROJECT TITLE: SYKES: FORCE MAIN M13 REPLACEMENT
Project Total: $ 195,000
Project Timeline: October 1st, 2016 through September 30th, 2020
Funded Program #: 6985207
Project Description, Milestones and Service Impact
This project involves the removal and replacement of approximately 900 linear feet of asbestos cement force main from Lift Station M 13 to sanitary manhole 003. The existing asbestos cement force main is brittle and has a history of breaking. This project will ensure of the integrity of the collection system.
Revenue or Expense Category | All Prior Fiscal Years | Fiscal Year 2019 | Fiscal Year 2020 | Fiscal Year 2021 | Fiscal Year 2022 | Fiscal Year 2023 | Fiscal Year 2024 & Future | Total Revenue | -0- CHECK
Charges for Services Revenue | 0 | 195000 | 0 | 0 | 0 | 0 | 0 | 195000
Permit/Fees Revenue | 0 | 0 | 0 | 0 | 0 | 0 | 0 | 0 | #REF! | REV VS EXP
Unfunded | 0 | 0 | 0 | 0 | 0 | 0 | 0 | 0 | #VALUE! | TOTAL VS REV
Grant Revenue | 0 | 0 | 0 | 0 | 0 | 0 | 0 | 0 | #REF! | TOTAL VS EXP
Loans Revenue | 0 | 0 | 0 | 0 | 0 | 0 | 0 | 0
Total Revenue | 0 | 195000 | 0 | 0 | 0 | 0 | 0 | 195000
Land Expense | 0 | 0 | 0 | 0 | 0 | 0 | 0 | 0
Planning/Design Expense | 0 | 0 | 0 | 0 | 0 | 0 | 0 | 0
Construction Expense | 0 | 0 | 195000 | 0 |  | 0 | 0 | 195000
Other Expense | 0 | 0 | 0 | 0 | 0 | 0 | 0 | 0
Total Expense | 0 | 0 | 195000 | 0 | 0 | 0 | 0 | 195000

## Sykes V 11 Driveway
UTILITY SERVICES DEPARTMENT
PROGRAM NAME: WATER / WASTEWATER
PROJECT TITLE: SYKES: LIFT STATION V 11 DRIVEWAY
Project Total: $ 60,000
Project Timeline: October 1st, 2019 through September 30th, 2020
Funded Program #: 6939204
Project Description, Milestones and Service Impact
This project involves the installation of a new driveway at lift station V11. This project will provide adequate access to the lift station and address local resident complaints on utilizing private property to access.
Revenue or Expense Category | All Prior Fiscal Years | Fiscal Year 2019 | Fiscal Year 2020 | Fiscal Year 2021 | Fiscal Year 2022 | Fiscal Year 2023 | Fiscal Year 2024 & Future | Total Revenue | -0- CHECK
Charges for Services Revenue | 0 | 60000 | 0 | 0 | 0 | 0 | 0 | 60000
Permit/Fees Revenue | 0 | 0 | 0 | 0 | 0 | 0 | 0 | 0 | #REF! | REV VS EXP
Unfunded | 0 | 0 | 0 | 0 | 0 | 0 | 0 | 0 | #VALUE! | TOTAL VS REV
Grant Revenue | 0 | 0 | 0 | 0 | 0 | 0 | 0 | 0 | #REF! | TOTAL VS EXP
Loans Revenue | 0 | 0 | 0 | 0 | 0 | 0 | 0 | 0
Total Revenue | 0 | 60000 | 0 | 0 | 0 | 0 | 0 | 60000
Land Expense | 0 | 0 | 0 | 0 | 0 | 0 | 0 | 0
Planning/Design Expense | 0 | 0 | 0 | 0 | 0 | 0 | 0 | 0
Construction Expense | 0 | 0 | 60000 | 0 | 0 | 0 | 0 | 60000
Other Expense | 0 | 0 | 0 | 0 | 0 | 0 | 0 | 0
Total Expense | 0 | 0 | 60000 | 0 | 0 | 0 | 0 | 60000

## Sykes New Press
UTILITY SERVICES DEPARTMENT
PROGRAM NAME: WATER / WASTEWATER
PROJECT TITLE: SYKES: REPLACE CENTRIFUGE WITH NEW PRESS
Project Total: $ 1,325,000
Project Timeline: October 1st, 2019 through September 30th, 2022
Funded Program #: 6540418
Project Description, Milestones and Service Impact
This project involves replacing the centrifuge dewatering equipment at Sykes Creek WWTP. The current dewatering system has met its useful life and is under performing in its ability to dewater sludge. Doing this project will address both of those items.
Revenue or Expense Category | All Prior Fiscal Years | Fiscal Year 2019 | Fiscal Year 2020 | Fiscal Year 2021 | Fiscal Year 2022 | Fiscal Year 2023 | Fiscal Year 2024 & Future | Total Revenue | -0- CHECK
Charges for Services Revenue | 0 | 75000 | 750000 | 500000 | 0 | 0 | 0 | 1325000
Permit/Fees Revenue | 0 | 0 | 0 | 0 | 0 | 0 | 0 | 0 | #REF! | REV VS EXP
Unfunded | 0 | 0 | 0 | 0 | 0 | 0 | 0 | 0 | #VALUE! | TOTAL VS REV
Grant Revenue | 0 | 0 | 0 | 0 | 0 | 0 | 0 | 0 | #REF! | TOTAL VS EXP
Loans Revenue | 0 | 0 | 0 | 0 | 0 | 0 | 0 | 0
Total Revenue | 0 | 75000 | 750000 | 500000 | 0 | 0 | 0 | 1325000
Land Expense | 0 | 0 | 0 | 0 | 0 | 0 | 0 | 0
Planning/Design Expense | 0 | 0 | 75000 | 0 | 0 | 0 | 0 | 75000
Construction Expense | 0 | 0 | 0 | 750000 | 500000 | 0 | 0 | 1250000
Other Expense | 0 | 0 | 0 | 0 | 0 | 0 | 0 | 0
Total Expense | 0 | 0 | 75000 | 750000 | 500000 | 0 | 0 | 1325000

## Sykes N Court Lateral Imp
UTILITY SERVICES DEPARTMENT
PROGRAM NAME: WATER / WASTEWATER
PROJECT TITLE: SYKES: N COURTENAY LATERAL IMPROVEMENTS
Project Total: $ 222,175
Project Timeline: October 1st, 2018 through September 30th, 2020
Funded Program #: 6572206
Project Description, Milestones and Service Impact
This project involves the replacement of aging laterals along the North Courtenay corridor. This replacement of laterals will prevent future back-ups and North Courtney Parkway from having sinkholes.
Revenue or Expense Category | All Prior Fiscal Years | Fiscal Year 2019 | Fiscal Year 2020 | Fiscal Year 2021 | Fiscal Year 2022 | Fiscal Year 2023 | Fiscal Year 2024 & Future | Total Revenue | -0- CHECK
Charges for Services Revenue | 122175 | 100000 | 0 | 0 | 0 | 0 | 0 | 222175
Permit/Fees Revenue | 0 | 0 | 0 | 0 | 0 | 0 | 0 | 0 | #REF! | REV VS EXP
Unfunded | 0 | 0 | 0 | 0 | 0 | 0 | 0 | 0 | #VALUE! | TOTAL VS REV
Grant Revenue | 0 | 0 | 0 | 0 | 0 | 0 | 0 | 0 | #REF! | TOTAL VS EXP
Loans Revenue | 0 | 0 | 0 | 0 | 0 | 0 | 0 | 0
Total Revenue | 122175 | 100000 | 0 | 0 | 0 | 0 | 0 | 222175
Land Expense | 0 | 0 | 0 | 0 | 0 | 0 | 0 | 0
Planning/Design Expense | 0 | 0 | 0 | 0 | 0 | 0 | 0 | 0
Construction Expense | 25000 | 97175 | 100000 | 0 | 0 | 0 | 0 | 222175
Other Expense | 0 | 0 | 0 | 0 | 0 | 0 | 0 | 0
Total Expense | 25000 | 97175 | 100000 | 0 | 0 | 0 | 0 | 222175

## Sykes N Courtenay FM
UTILITY SERVICES DEPARTMENT
PROGRAM NAME: WATER / WASTEWATER
PROJECT TITLE: SYKES: NORTH COURTENAY PKWY FORCEMAIN/RECLAIMED WATER LINE EXTENSION PHASE 3
Project Total: $ 2,300,000
Project Timeline: October 1st, 2019 through September 30th, 2021
Funded Program #: 6985219
Project Description, Milestones and Service Impact
Phase 2 of the utility extension project will consist of installation of approximately 5,600 LF of 6” force main and 8”-12” reclaimed main (main size will decrease as main extends north) on N. Courtenay Pkwy from Church Road to N. Tropical Trail. This utility extension is designed to serve developments within this region.
Revenue or Expense Category | All Prior Fiscal Years | Fiscal Year 2019 | Fiscal Year 2020 | Fiscal Year 2021 | Fiscal Year 2022 | Fiscal Year 2023 | Fiscal Year 2024 & Future | Total Revenue | -0- CHECK
Charges for Services Revenue | 0 | 0 | 0 | 0 | 0 | 0 | 0 | 0
Permit/Fees Revenue | 0 | 100000 | 1700000 | 500000 | 0 | 0 | 0 | 2300000 | #REF! | REV VS EXP
Unfunded | 0 | 0 | 0 | 0 | 0 | 0 | 0 | 0 | #VALUE! | TOTAL VS REV
Grant Revenue | 0 | 0 | 0 | 0 | 0 | 0 | 0 | 0 | #REF! | TOTAL VS EXP
Loans Revenue | 0 | 0 | 0 | 0 | 0 | 0 | 0 | 0
Total Revenue | 0 | 100000 | 1700000 | 500000 | 0 | 0 | 0 | 2300000
Land Expense | 0 | 0 | 0 | 0 | 0 | 0 | 0 | 0
Planning/Design Expense | 0 | 0 | 100000 | 0 | 0 | 0 | 0 | 100000
Construction Expense | 0 | 0 | 0 | 1700000 | 500000 | 0 | 0 | 2200000
Other Expense | 0 | 0 | 0 | 0 | 0 | 0 | 0 | 0
Total Expense | 0 | 0 | 100000 | 1700000 | 500000 | 0 | 0 | 2300000

## Sykes Headworks
UTILITY SERVICES DEPARTMENT
PROGRAM NAME: WATER / WASTEWATER
PROJECT TITLE: SYKES: W W T P HEADWORKS REPLACEMENT
Project Total: $ 4,608,580
Project Timeline: October 1st, 2015 through September 30th, 2020
Funded Program #: 6540203
Project Description, Milestones and Service Impact
This project involves the replacement of the headworks structures and equipment including the construction of Vactor truck dumping bed. The headworks is beyond its useful life and a new one is needed in order to comply with FDEP requirements. The Vactor truck dumping pad is needed to dewater the dumped debris prior to be sent into the treatment process. Without this dewatering process it makes it difficult to meet FDEP compliance.
Revenue or Expense Category | All Prior Fiscal Years | Fiscal Year 2019 | Fiscal Year 2020 | Fiscal Year 2021 | Fiscal Year 2022 | Fiscal Year 2023 | Fiscal Year 2024 & Future | Total Revenue | -0- CHECK
Charges for Services Revenue | 159223 | 449357 | 4000000 | 0 | 0 | 0 | 0 | 4608580
Permit/Fees Revenue | 0 | 0 | 0 | 0 | 0 | 0 | 0 | 0 | #REF! | REV VS EXP
Unfunded | 0 | 0 | 0 | 0 | 0 | 0 | 0 | 0 | #VALUE! | TOTAL VS REV
Grant Revenue | 0 | 0 | 0 | 0 | 0 | 0 | 0 | 0 | #REF! | TOTAL VS EXP
Loans Revenue | 0 | 0 | 0 | 0 | 0 | 0 | 0 | 0
Total Revenue | 159223 | 449357 | 4000000 | 0 | 0 | 0 | 0 | 4608580
Land Expense | 0 | 0 | 0 | 0 | 0 | 0 | 0 | 0
Planning/Design Expense | 151744 | 449357 | 0 | 0 | 0 | 0 | 0 | 601101
Construction Expense | 7479 | 0 | 4000000 | 0 | 0 | 0 | 0 | 4007479
Other Expense | 0 | 0 | 0 | 0 | 0 | 0 | 0 | 0
Total Expense | 159223 | 449357 | 4000000 | 0 | 0 | 0 | 0 | 4608580

## Sykes WWTP RAS WAS
UTILITY SERVICES DEPARTMENT
PROGRAM NAME: WATER / WASTEWATER
PROJECT TITLE: SYKES: WASTEWATER TREATMENT PLANT R A S / W A S PUMPS REPLACEMENT
Project Total: $ 1,543,223
Project Timeline: October 1st, 2015 through September 30th, 2020
Funded Program #: 6540203
Project Description, Milestones and Service Impact
This project involves the replacement of the RAS/WAS pumps and its apparatus. This pumps and its apparatus it beyond its useful life and this project will address that issue. In addition, improvements to the housing structure of pumps needs improvements to address dilapidated conditions.
Revenue or Expense Category | All Prior Fiscal Years | Fiscal Year 2019 | Fiscal Year 2020 | Fiscal Year 2021 | Fiscal Year 2022 | Fiscal Year 2023 | Fiscal Year 2024 & Future | Total Revenue | -0- CHECK
Charges for Services Revenue | 951223 | 592000 | 0 | 0 | 0 | 0 | 0 | 1543223
Permit/Fees Revenue | 0 | 0 | 0 | 0 | 0 | 0 | 0 | 0 | #REF! | REV VS EXP
Unfunded | 0 | 0 | 0 | 0 | 0 | 0 | 0 | 0 | #VALUE! | TOTAL VS REV
Grant Revenue | 0 | 0 | 0 | 0 | 0 | 0 | 0 | 0 | #REF! | TOTAL VS EXP
Loans Revenue | 0 | 0 | 0 | 0 | 0 | 0 | 0 | 0
Total Revenue | 951223 | 592000 | 0 | 0 | 0 | 0 | 0 | 1543223
Land Expense | 0 | 0 | 0 | 0 | 0 | 0 | 0 | 0
Planning/Design Expense | 151744 | 20000 | 20000 | 0 | 0 | 0 | 0 | 191744
Construction Expense | 7479 | 772000 | 572000 | 0 | 0 | 0 | 0 | 1351479
Other Expense | 0 | 0 | 0 | 0 | 0 | 0 | 0 | 0
Total Expense | 159223 | 792000 | 592000 | 0 | 0 | 0 | 0 | 1543223

## Sykes Clarifier Rehabilitation
UTILITY SERVICES DEPARTMENT
PROGRAM NAME: WATER / WASTEWATER
PROJECT TITLE: SYKES: CLARIFIER REHABILITATION
Project Total: $ 3,506,796
Project Timeline: October 1st, 2015 through September 30th, 2022
Funded Program #: 6540204
Project Description, Milestones and Service Impact
This project involves the replacement of the process mechanism for the Sykes Creek clarifiers. The current clarifier systems are past their useful like and this project will address that issue.
Revenue or Expense Category | All Prior Fiscal Years | Fiscal Year 2019 | Fiscal Year 2020 | Fiscal Year 2021 | Fiscal Year 2022 | Fiscal Year 2023 | Fiscal Year 2024 & Future | Total Revenue | -0- CHECK
Charges for Services Revenue | 2542888 | 403908 | 280000 | 280000 | 0 | 0 | 0 | 3506796
Permit/Fees Revenue | 0 | 0 | 0 | 0 | 0 | 0 | 0 | 0 | #REF! | REV VS EXP
Unfunded | 0 | 0 | 0 | 0 | 0 | 0 | 0 | 0 | #VALUE! | TOTAL VS REV
Grant Revenue | 0 | 0 | 0 | 0 | 0 | 0 | 0 | 0 | #REF! | TOTAL VS EXP
Loans Revenue | 0 | 0 | 0 | 0 | 0 | 0 | 0 | 0
Total Revenue | 2542888 | 403908 | 280000 | 280000 | 0 | 0 | 0 | 3506796
Land Expense | 0 | 0 | 0 | 0 | 0 | 0 | 0 | 0
Planning/Design Expense | 0 | 0 | 0 | 0 | 0 | 0 | 0 | 0
Construction Expense | 2542888 | 120000 | 563908 | 280000 | 0 | 0 | 0 | 3506796
Other Expense | 0 | 0 | 0 | 0 | 0 | 0 | 0 | 0
Total Expense | 2542888 | 120000 | 563908 | 280000 | 0 | 0 | 0 | 3506796

## Sykes I & I
UTILITY SERVICES DEPARTMENT
PROGRAM NAME: WATER / WASTEWATER
PROJECT TITLE: SYKES: INFLOW AND INFILTRATION
Project Total: $ 3,300,000
Project Timeline: Ongoing
Funded Program #: 6981207
Project Description, Milestones and Service Impact
This project consists of lining gravity sewers within the Sykes Creek utility service area. Doing this project will result in less I&I and resulting in a less probability of sewer discharges.
Revenue or Expense Category | All Prior Fiscal Years | Fiscal Year 2019 | Fiscal Year 2020 | Fiscal Year 2021 | Fiscal Year 2022 | Fiscal Year 2023 | Fiscal Year 2024 & Future | Total Revenue | -0- CHECK
Charges for Services Revenue | 0 | 500000 | 700000 | 700000 | 700000 | 700000 | 0 | 3300000
Permit/Fees Revenue | 0 | 0 | 0 | 0 | 0 | 0 | 0 | 0 | #REF! | REV VS EXP
Unfunded | 0 | 0 | 0 | 0 | 0 | 0 | 0 | 0 | #VALUE! | TOTAL VS REV
Grant Revenue | 0 | 0 | 0 | 0 | 0 | 0 | 0 | 0 | #REF! | TOTAL VS EXP
Loans Revenue | 0 | 0 | 0 | 0 | 0 | 0 | 0 | 0
Total Revenue | 0 | 500000 | 700000 | 700000 | 700000 | 700000 | 0 | 3300000
Land Expense | 0 | 0 | 0 | 0 | 0 | 0 | 0 | 0
Planning/Design Expense | 0 | 0 | 0 | 0 | 0 | 0 | 0 | 0
Construction Expense | 0 | 0 | 500000 | 700000 | 700000 | 700000 | 700000 | 3300000
Other Expense | 0 | 0 | 0 | 0 | 0 | 0 | 0 | 0
Total Expense | 0 | 0 | 500000 | 700000 | 700000 | 700000 | 700000 | 3300000

## Sykes Gen and Elec
UTILITY SERVICES DEPARTMENT
PROGRAM NAME: WATER / WASTEWATER
PROJECT TITLE: SYKES: REPLACEMENT OF SYKES W W T P GENERATORS & UPGRADE ELECTRICAL SYSTEM
Project Total: $ 1,006,294
Project Timeline: October 1st, 2015 through September 30th, 2020
Funded Program #: 6351205
Project Description, Milestones and Service Impact
This project involves the replacement of the emergency power generators and its apparatus at Sykes Creek Wastewater Treatment Plant (WWTP). The benefits of this project are to assure that emergency power is available, when needed, for a major treatment plant.
Revenue or Expense Category | All Prior Fiscal Years | Fiscal Year 2019 | Fiscal Year 2020 | Fiscal Year 2021 | Fiscal Year 2022 | Fiscal Year 2023 | Fiscal Year 2024 & Future | Total Revenue | -0- CHECK
Charges for Services Revenue | 32094 | 974200 | 0 | 0 | 0 | 0 | 0 | 1006294
Permit/Fees Revenue | 0 | 0 | 0 | 0 | 0 | 0 | 0 | 0 | #REF! | REV VS EXP
Unfunded | 0 | 0 | 0 | 0 | 0 | 0 | 0 | 0 | #VALUE! | TOTAL VS REV
Grant Revenue | 0 | 0 | 0 | 0 | 0 | 0 | 0 | 0 | #REF! | TOTAL VS EXP
Loans Revenue | 0 | 0 | 0 | 0 | 0 | 0 | 0 | 0
Total Revenue | 32094 | 974200 | 0 | 0 | 0 | 0 | 0 | 1006294
Land Expense | 0 | 0 | 0 | 0 | 0 | 0 | 0 | 0
Planning/Design Expense | 9720 | 22374 | 24200 | 0 | 0 | 0 | 0 | 56294
Construction Expense | 0 | 0 | 950000 | 0 | 0 | 0 | 0 | 950000
Other Expense | 0 | 0 | 0 | 0 | 0 | 0 | 0 | 0
Total Expense | 9720 | 22374 | 974200 | 0 | 0 | 0 | 0 | 1006294

## Sykes Creek Pkwy FM Replacement
UTILITY SERVICES DEPARTMENT
PROGRAM NAME: WATER / WASTEWATER
PROJECT TITLE: SYKES: SYKES CREEK PARKWAY FORCE MAIN REPLACEMENT
Project Total: $ 1,684,027
Project Timeline: October 1st, 2015 through September 30th, 2020
Funded Program #: 6985217
Project Description, Milestones and Service Impact
This project involves the replacement of approximately 3500 linear feet of 14 inch diameter sewer force main on Sykes Creek Parkway. This project was identified in the Utilities Services Division Infrastructure Asset Evaluation conducted in 2013. Since then repeated repairs have been made to address leaking sections of pipe. This project will provide another 35 year life span along with addressing the discharge events due to the leaking pipe.
Revenue or Expense Category | All Prior Fiscal Years | Fiscal Year 2019 | Fiscal Year 2020 | Fiscal Year 2021 | Fiscal Year 2022 | Fiscal Year 2023 | Fiscal Year 2024 & Future | Total Revenue | -0- CHECK
Charges for Services Revenue | 74027 | 1310000 | 300000 | 0 | 0 | 0 | 0 | 1684027
Permit/Fees Revenue | 0 | 0 | 0 | 0 | 0 | 0 | 0 | 0 | #REF! | REV VS EXP
Unfunded | 0 | 0 | 0 | 0 | 0 | 0 | 0 | 0 | #VALUE! | TOTAL VS REV
Grant Revenue | 0 | 0 | 0 | 0 | 0 | 0 | 0 | 0 | #REF! | TOTAL VS EXP
Loans Revenue | 0 | 0 | 0 | 0 | 0 | 0 | 0 | 0
Total Revenue | 74027 | 1310000 | 300000 | 0 | 0 | 0 | 0 | 1684027
Land Expense | 0 | 0 | 0 | 0 | 0 | 0 | 0 | 0
Planning/Design Expense | 64027 | 10000 | 16750 | 0 | 0 | 0 | 0 | 90777
Construction Expense | 0 | 0 | 1293250 | 300000 | 0 | 0 | 0 | 1593250
Other Expense | 0 | 0 | 0 | 0 | 0 | 0 | 0 | 0
Total Expense | 64027 | 10000 | 1310000 | 300000 | 0 | 0 | 0 | 1684027

## Sykes WWTF Reclaimed Water Imp
UTILITY SERVICES DEPARTMENT
PROGRAM NAME: WATER / WASTEWATER
PROJECT TITLE: SYKES: W W T F RECLAIMED WATER IMPROVEMENTS
Project Total: $ 7,855,605
Project Timeline: October 1st, 2018 through September 30th, 2025
Funded Program #: 6300236
Project Description, Milestones and Service Impact
This project involves equipment and process improvements to the Sykes Wastewater Treatment Plant Reclaimed water system. Completing this improvement will result in a higher reliability in the reclaim system and provide a adequate level of service to the reclaim customers.
Revenue or Expense Category | All Prior Fiscal Years | Fiscal Year 2019 | Fiscal Year 2020 | Fiscal Year 2021 | Fiscal Year 2022 | Fiscal Year 2023 | Fiscal Year 2024 & Future | Total Revenue | -0- CHECK
Charges for Services Revenue | 1445605 | 1380000 | 320000 | 192000 | 1658000 | 2860000 | 0 | 7855605
Permit/Fees Revenue | 0 | 0 | 0 | 0 | 0 | 0 | 0 | 0 | #REF! | REV VS EXP
Unfunded | 0 | 0 | 0 | 0 | 0 | 0 | 0 | 0 | #VALUE! | TOTAL VS REV
Grant Revenue | 0 | 0 | 0 | 0 | 0 | 0 | 0 | 0 | #REF! | TOTAL VS EXP
Loans Revenue | 0 | 0 | 0 | 0 | 0 | 0 | 0 | 0
Total Revenue | 1445605 | 1380000 | 320000 | 192000 | 1658000 | 2860000 | 0 | 7855605
Land Expense | 0 | 0 | 0 | 0 | 0 | 0 | 0 | 0
Planning/Design Expense | 145605 | 257384 | 80000 | 20000 | 192000 | 58000 | 360000 | 1112989
Construction Expense | 0 | 1042616 | 1300000 | 300000 | 0 | 1600000 | 2500000 | 6742616
Other Expense | 0 | 0 | 0 | 0 | 0 | 0 | 0 | 0
Total Expense | 145605 | 1300000 | 1380000 | 320000 | 192000 | 1658000 | 2860000 | 7855605

## Sykes Lift Stations
UTILITY SERVICES DEPARTMENT
PROGRAM NAME: WATER / WASTEWATER
PROJECT TITLE: SYKES: LIFT STATIONS
Project Total: $ 20,459,100
Project Timeline: Ongoing
Funded Program #: 6300238
Project Description, Milestones and Service Impact
This project consists of the replacement or rehabilitation of lift stations within the Sykes Creek collection system in upcoming fiscal years or others as conditions necessitate. Each of the lift stations identified are beyond their useful life. Rehabilitation or replacement will extend the life of the lift station and provide greater integrity of our collection system.
Revenue or Expense Category | All Prior Fiscal Years | Fiscal Year 2019 | Fiscal Year 2020 | Fiscal Year 2021 | Fiscal Year 2022 | Fiscal Year 2023 | Fiscal Year 2024 & Future | Total Revenue | -0- CHECK
Charges for Services Revenue | 0 | 4459100 | 8000000 | 4000000 | 2000000 | 2000000 | 0 | 20459100
Permit/Fees Revenue | 0 | 0 | 0 | 0 | 0 | 0 | 0 | 0 | #REF! | REV VS EXP
Unfunded | 0 | 0 | 0 | 0 | 0 | 0 | 0 | 0 | #VALUE! | TOTAL VS REV
Grant Revenue | 0 | 0 | 0 | 0 | 0 | 0 | 0 | 0 | #REF! | TOTAL VS EXP
Loans Revenue | 0 | 0 | 0 | 0 | 0 | 0 | 0 | 0
Total Revenue | 0 | 4459100 | 8000000 | 4000000 | 2000000 | 2000000 | 0 | 20459100
Land Expense | 0 | 0 | 25000 | 0 | 0 | 0 | 0 | 25000
Planning/Design Expense | 0 | 0 | 290000 | 320000 | 0 | 0 | 0 | 610000
Construction Expense | 0 | 0 | 4144100 | 7680000 | 4000000 | 2000000 | 2000000 | 19824100
Other Expense | 0 | 0 | 0 | 0 | 0 | 0 | 0 | 0
Total Expense | 0 | 0 | 4459100 | 8000000 | 4000000 | 2000000 | 2000000 | 20459100

## W Cocoa Sewer Improvements
UTILITY SERVICES DEPARTMENT
PROGRAM NAME: WATER / WASTEWATER
PROJECT TITLE: WEST COCOA: WEST COCOA SEWER IMPROVEMENTS
Project Total: $ 12,990,606
Project Timeline: October 1st, 2015 through September 30th, 2022
Funded Program #: 6300127
Project Description, Milestones and Service Impact
This project consists of upgrading the collection system in the West Cocoa area as part of the South Central utility service area. Upgrades include, but not limited to, remove and replace of force mains and gravity sewers, and improvements to the lift stations. This area is a large source of I&I and performing this project will address the age of the infrastructure and the reduction of I&I flows to the treatment plant.
Revenue or Expense Category | All Prior Fiscal Years | Fiscal Year 2019 | Fiscal Year 2020 | Fiscal Year 2021 | Fiscal Year 2022 | Fiscal Year 2023 | Fiscal Year 2024 & Future | Total Revenue | -0- CHECK
Charges for Services Revenue | 690606 | 0 | 0 | 0 | 0 | 0 | 0 | 690606
Permit/Fees Revenue | 0 | 100000 | 1000000 | 100000 | 100000 | 0 | 0 | 1300000 | #REF! | REV VS EXP
Unfunded (SRF Loan) | 0 | 0 | 1500000 | 5000000 | 4500000 | 0 | 0 | 11000000 | #VALUE! | TOTAL VS REV
Grant Revenue | 0 | 0 | 0 | 0 | 0 | 0 | 0 | 0 | #REF! | TOTAL VS EXP
Loans Revenue | 0 | 0 | 0 | 0 | 0 | 0 | 0 | 0
Total Revenue | 690606 | 100000 | 2500000 | 5100000 | 4600000 | 0 | 0 | 12990606
Land Expense | 0 | 0 | 0 | 0 | 0 | 0 | 0 | 0
Planning/Design Expense | 690606 | 100000 | 1000000 | 100000 | 100000 | 0 | 0 | 1990606
Construction Expense | 0 | 0 | 1500000 | 5000000 | 4500000 | 0 | 0 | 11000000
Other Expense | 0 | 0 | 0 | 0 | 0 | 0 | 0 | 0
Total Expense | 690606 | 100000 | 2500000 | 5100000 | 4600000 | 0 | 0 | 12990606

## S Cent Septage & Grease
UTILITY SERVICES DEPARTMENT
PROGRAM NAME: WATER / WASTEWATER
PROJECT TITLE: SOUTH CENTRAL: SEPTAGE AND GREASE PRETREATMENT FACILITY CONSTRUCTION WITH RELOCATION
Project Total: $ 3,091,614
Project Timeline: October 1st, 2015 through September 30th, 2020
Funded Program #: 6984404
Project Description, Milestones and Service Impact
This project is the next phase in the improvements to the South Central septage and grease facility. This project will address the need for grit removal along with other modifications. This project is needed to comply with the operational requirements of the belt filter press.
Revenue or Expense Category | All Prior Fiscal Years | Fiscal Year 2019 | Fiscal Year 2020 | Fiscal Year 2021 | Fiscal Year 2022 | Fiscal Year 2023 | Fiscal Year 2024 & Future | Total Revenue | -0- CHECK
Charges for Services Revenue | 2046614 | 745000 | 300000 | 0 | 0 | 0 | 0 | 3091614
Permit/Fees Revenue | 0 | 0 | 0 | 0 | 0 | 0 | 0 | 0 | #REF! | REV VS EXP
Unfunded | 0 | 0 | 0 | 0 | 0 | 0 | 0 | 0 | #VALUE! | TOTAL VS REV
Grant Revenue | 0 | 0 | 0 | 0 | 0 | 0 | 0 | 0 | #REF! | TOTAL VS EXP
Loans Revenue | 0 | 0 | 0 | 0 | 0 | 0 | 0 | 0
Total Revenue | 2046614 | 745000 | 300000 | 0 | 0 | 0 | 0 | 3091614
Land Expense | 0 | 0 | 0 | 0 | 0 | 0 | 0 | 0
Planning/Design Expense | 298520 | 25000 | 20000 | 300000 | 0 | 0 | 0 | 643520
Construction Expense | 1748094 | 0 | 700000 | 0 | 0 | 0 | 0 | 2448094
Other Expense | 0 | 0 | 0 | 0 | 0 | 0 | 0 | 0
Total Expense | 2046614 | 25000 | 720000 | 300000 | 0 | 0 | 0 | 3091614

## S Cent Treatment Plant Exp
UTILITY SERVICES DEPARTMENT
PROGRAM NAME: WATER / WASTEWATER
PROJECT TITLE: SOUTH CENTRAL: TREATMENT PLANT EXPANSION TO 12.0 M G D
Project Total: $ 37,838,573
Project Timeline: October 1st, 2015 through September 30th, 2020
Funded Program #: 6984405
Project Description, Milestones and Service Impact
This project will add a third treatment train and support buildings to accommodate growth in Viera/Suntree. Existing treatment plant is nearing its operating capacity. With growth in this service area the design and construction of the expansion of the treatment plant needs to be done. Includes electrical power supply upgrade and multi-purpose building.
Revenue or Expense Category | All Prior Fiscal Years | Fiscal Year 2019 | Fiscal Year 2020 | Fiscal Year 2021 | Fiscal Year 2022 | Fiscal Year 2023 | Fiscal Year 2024 & Future | Total Revenue | -0- CHECK
Charges for Services Revenue | 36292573 | 1546000 | 0 | 0 | 0 | 0 | 0 | 37838573
Permit/Fees Revenue | 0 | 0 | 0 | 0 | 0 | 0 | 0 | 0 | #REF! | REV VS EXP
Unfunded | 0 | 0 | 0 | 0 | 0 | 0 | 0 | 0 | #VALUE! | TOTAL VS REV
Grant Revenue | 0 | 0 | 0 | 0 | 0 | 0 | 0 | 0 | #REF! | TOTAL VS EXP
Loans Revenue | 0 | 0 | 0 | 0 | 0 | 0 | 0 | 0
Total Revenue | 36292573 | 1546000 | 0 | 0 | 0 | 0 | 0 | 37838573
Land Expense | 0 | 0 | 0 | 0 | 0 | 0 | 0 | 0
Planning/Design Expense | 3272615 | 350000 | 150000 | 0 | 0 | 0 | 0 | 3772615
Construction Expense | 30361958 | 2308000 | 1396000 | 0 | 0 | 0 | 0 | 34065958
Other Expense | 0 | 0 | 0 | 0 | 0 | 0 | 0 | 0
Total Expense | 33634573 | 2658000 | 1546000 | 0 | 0 | 0 | 0 | 37838573

## S Cent Emerg Diesel Pump
UTILITY SERVICES DEPARTMENT
PROGRAM NAME: WATER / WASTEWATER
PROJECT TITLE: SOUTH CENTRAL: EMERGENCY DIESEL PUMP AT LIFT STATION T 27
Project Total: $ 185,000
Project Timeline: October 1st, 2019 through September 30th, 2021
Funded Program #: 6982440
Project Description, Milestones and Service Impact
This project involves installing an emergency Diesel Pump at lift Station T 27. The lift station is a re-pump station and requires an emergency back-up system when FPL fails.
Revenue or Expense Category | All Prior Fiscal Years | Fiscal Year 2019 | Fiscal Year 2020 | Fiscal Year 2021 | Fiscal Year 2022 | Fiscal Year 2023 | Fiscal Year 2024 & Future | Total Revenue | -0- CHECK
Charges for Services Revenue | 0 | 185000 | 0 | 0 | 0 | 0 | 0 | 185000
Permit/Fees Revenue | 0 | 0 | 0 | 0 | 0 | 0 | 0 | 0 | #REF! | REV VS EXP
Unfunded | 0 | 0 | 0 | 0 | 0 | 0 | 0 | 0 | #VALUE! | TOTAL VS REV
Grant Revenue | 0 | 0 | 0 | 0 | 0 | 0 | 0 | 0 | #REF! | TOTAL VS EXP
Loans Revenue | 0 | 0 | 0 | 0 | 0 | 0 | 0 | 0
Total Revenue | 0 | 185000 | 0 | 0 | 0 | 0 | 0 | 185000
Land Expense | 0 | 0 | 0 | 0 | 0 | 0 | 0 | 0
Planning/Design Expense | 0 | 0 | 35000 | 0 | 0 | 0 | 0 | 35000
Construction Expense | 0 | 0 | 0 | 150000 | 0 | 0 | 0 | 150000
Other Expense | 0 | 0 | 0 | 0 | 0 | 0 | 0 | 0
Total Expense | 0 | 0 | 35000 | 150000 | 0 | 0 | 0 | 185000

## SC Imp Pump Sta Wetlands
UTILITY SERVICES DEPARTMENT
PROGRAM NAME: WATER / WASTEWATER
PROJECT TITLE: SOUTH CENTRAL: IMPROVEMENTS TO EXISTING PUMP STATION AT VIERA WETLANDS
Project Total: $ 75,000
Project Timeline: October 1st, 2019 through September 30th, 2021
Funded Program #: 6538429
Project Description, Milestones and Service Impact
This project involves the replacement of the Viera Wetlands pumping station. Not only is this pump station not performing to expectation but is visible to those visiting the wetland. This project will address its performance and esthetics.
Revenue or Expense Category | All Prior Fiscal Years | Fiscal Year 2019 | Fiscal Year 2020 | Fiscal Year 2021 | Fiscal Year 2022 | Fiscal Year 2023 | Fiscal Year 2024 & Future | Total Revenue | -0- CHECK
Charges for Services Revenue | 0 | 75000 | 0 | 0 | 0 | 0 | 0 | 75000
Permit/Fees Revenue | 0 | 0 | 0 | 0 | 0 | 0 | 0 | 0 | #REF! | REV VS EXP
Unfunded | 0 | 0 | 0 | 0 | 0 | 0 | 0 | 0 | #VALUE! | TOTAL VS REV
Grant Revenue | 0 | 0 | 0 | 0 | 0 | 0 | 0 | 0 | #REF! | TOTAL VS EXP
Loans Revenue | 0 | 0 | 0 | 0 | 0 | 0 | 0 | 0
Total Revenue | 0 | 75000 | 0 | 0 | 0 | 0 | 0 | 75000
Land Expense | 0 | 0 | 0 | 0 | 0 | 0 | 0 | 0
Planning/Design Expense | 0 | 0 | 0 | 0 | 0 | 0 | 0 | 0
Construction Expense | 0 | 0 | 75000 | 0 | 0 | 0 | 0 | 75000
Other Expense | 0 | 0 | 0 | 0 | 0 | 0 | 0 | 0
Total Expense | 0 | 0 | 75000 | 0 | 0 | 0 | 0 | 75000

## S Cent Telemetry Modernization
UTILITY SERVICES DEPARTMENT
PROGRAM NAME: WATER / WASTEWATER
PROJECT TITLE: SOUTH CENTRAL: TELEMETRY MODERNIZATION
Project Total: $ 949,754
Project Timeline: Ongoing
Funded Program #: 513870
Project Description, Milestones and Service Impact
This project will upgrade the lift station telemetry which will allow control of the lift station pumps.
Revenue or Expense Category | All Prior Fiscal Years | Fiscal Year 2019 | Fiscal Year 2020 | Fiscal Year 2021 | Fiscal Year 2022 | Fiscal Year 2023 | Fiscal Year 2024 & Future | Total Revenue | -0- CHECK
Charges for Services Revenue | 874754 | 75000 | 0 | 0 | 0 | 0 | 0 | 949754
Permit/Fees Revenue | 0 | 0 | 0 | 0 | 0 | 0 | 0 | 0 | #REF! | REV VS EXP
Unfunded | 0 | 0 | 0 | 0 | 0 | 0 | 0 | 0 | #VALUE! | TOTAL VS REV
Grant Revenue | 0 | 0 | 0 | 0 | 0 | 0 | 0 | 0 | #REF! | TOTAL VS EXP
Loans Revenue | 0 | 0 | 0 | 0 | 0 | 0 | 0 | 0
Total Revenue | 874754 | 75000 | 0 | 0 | 0 | 0 | 0 | 949754
Land Expense | 0 | 0 | 0 | 0 | 0 | 0 | 0 | 0
Planning/Design Expense | 0 | 0 | 0 | 0 | 0 | 0 | 0 | 0
Construction Expense | 799754 | 75000 | 75000 | 0 | 0 | 0 | 0 | 949754
Other Expense | 0 | 0 | 0 | 0 | 0 | 0 | 0 | 0
Total Expense | 799754 | 75000 | 75000 | 0 | 0 | 0 | 0 | 949754

## S Cent Replace WWTP RAS WAS
UTILITY SERVICES DEPARTMENT
PROGRAM NAME: WATER / WASTEWATER
PROJECT TITLE: SOUTH CENTRAL: REPLACE W W T P RAS AND WAS PUMPS AND CONTROLS
Project Total: $ 585,000
Project Timeline: October 1st, 2019 through September 30th, 2021
Funded Program #: 6572401
Project Description, Milestones and Service Impact
This project involves the replacement of the RAS and WAS pumps and controls at the South Central Waste Water Treatment Plant (W W T P) . The existing pumps are past their life expectancy and are underperforming in their operation. Performing this project will address the age and performance of the pumps along with assuring the longevity of maintaining FDEP compliance.
Revenue or Expense Category | All Prior Fiscal Years | Fiscal Year 2019 | Fiscal Year 2020 | Fiscal Year 2021 | Fiscal Year 2022 | Fiscal Year 2023 | Fiscal Year 2024 & Future | Total Revenue | -0- CHECK
Charges for Services Revenue | 0 | 85000 | 300000 | 200000 | 0 | 0 | 0 | 585000
Permit/Fees Revenue | 0 | 0 | 0 | 0 | 0 | 0 | 0 | 0 | #REF! | REV VS EXP
Unfunded | 0 | 0 | 0 | 0 | 0 | 0 | 0 | 0 | #VALUE! | TOTAL VS REV
Grant Revenue | 0 | 0 | 0 | 0 | 0 | 0 | 0 | 0 | #REF! | TOTAL VS EXP
Loans Revenue | 0 | 0 | 0 | 0 | 0 | 0 | 0 | 0
Total Revenue | 0 | 85000 | 300000 | 200000 | 0 | 0 | 0 | 585000
Land Expense | 0 | 0 | 0 | 0 | 0 | 0 | 0 | 0
Planning/Design Expense | 0 | 0 | 85000 | 0 | 0 | 0 | 0 | 85000
Construction Expense | 0 | 0 | 0 | 300000 | 200000 | 0 | 0 | 500000
Other Expense | 0 | 0 | 0 | 0 | 0 | 0 | 0 | 0
Total Expense | 0 | 0 | 85000 | 300000 | 200000 | 0 | 0 | 585000

## S Cent I & I
UTILITY SERVICES DEPARTMENT
PROGRAM NAME: WATER / WASTEWATER
PROJECT TITLE: SOUTH CENTRAL: INFLOW AND INFILTRATION
Project Total: $ 2,500,000
Project Timeline: Ongoing
Funded Program #: 6981206
Project Description, Milestones and Service Impact
This project consists of lining gravity sewers within the South Central utility service area. Doing this project will result in less I&I and resulting in a less probability of sewer discharges.
Revenue or Expense Category | All Prior Fiscal Years | Fiscal Year 2019 | Fiscal Year 2020 | Fiscal Year 2021 | Fiscal Year 2022 | Fiscal Year 2023 | Fiscal Year 2024 & Future | Total Revenue | -0- CHECK
Charges for Services Revenue | 0 | 100000 | 600000 | 600000 | 600000 | 600000 | 0 | 2500000
Permit/Fees Revenue | 0 | 0 | 0 | 0 | 0 | 0 | 0 | 0 | #REF! | REV VS EXP
Unfunded | 0 | 0 | 0 | 0 | 0 | 0 | 0 | 0 | #VALUE! | TOTAL VS REV
Grant Revenue | 0 | 0 | 0 | 0 | 0 | 0 | 0 | 0 | #REF! | TOTAL VS EXP
Loans Revenue | 0 | 0 | 0 | 0 | 0 | 0 | 0 | 0
Total Revenue | 0 | 100000 | 600000 | 600000 | 600000 | 600000 | 0 | 2500000
Land Expense | 0 | 0 | 0 | 0 | 0 | 0 | 0 | 0
Planning/Design Expense | 0 | 0 | 0 | 0 | 0 | 0 | 0 | 0
Construction Expense | 0 | 0 | 100000 | 600000 | 600000 | 600000 | 600000 | 2500000
Other Expense | 0 | 0 | 0 | 0 | 0 | 0 | 0 | 0
Total Expense | 0 | 0 | 100000 | 600000 | 600000 | 600000 | 600000 | 2500000

## S Cent Wetland Effluent Elec
UTILITY SERVICES DEPARTMENT
PROGRAM NAME: WATER / WASTEWATER
PROJECT TITLE: SOUTH CENTRAL: WETLANDS EFFLUENT ELECTRICAL
Project Total: $ 202,678
Project Timeline: October 1st, 2017 through September 30th, 2020
Funded Program #: 6538429
Project Description, Milestones and Service Impact
This project consists of bringing FPL utility power to the wetlands to provide electricity for an existing pumping station on the South Central WWTP site. Doing this project will eliminate an existing generator and provide a reliable consitinous feed of power for the lift station operation.
Revenue or Expense Category | All Prior Fiscal Years | Fiscal Year 2019 | Fiscal Year 2020 | Fiscal Year 2021 | Fiscal Year 2022 | Fiscal Year 2023 | Fiscal Year 2024 & Future | Total Revenue | -0- CHECK
Charges for Services Revenue | 2678 | 200000 | 0 | 0 | 0 | 0 | 0 | 202678
Permit/Fees Revenue | 0 | 0 | 0 | 0 | 0 | 0 | 0 | 0 | #REF! | REV VS EXP
Unfunded | 0 | 0 | 0 | 0 | 0 | 0 | 0 | 0 | #VALUE! | TOTAL VS REV
Grant Revenue | 0 | 0 | 0 | 0 | 0 | 0 | 0 | 0 | #REF! | TOTAL VS EXP
Loans Revenue | 0 | 0 | 0 | 0 | 0 | 0 | 0 | 0
Total Revenue | 2678 | 200000 | 0 | 0 | 0 | 0 | 0 | 202678
Land Expense | 0 | 0 | 0 | 0 | 0 | 0 | 0 | 0
Planning/Design Expense | 2678 | 0 | 0 | 0 | 0 | 0 | 0 | 2678
Construction Expense | 0 | 0 | 200000 | 0 | 0 | 0 | 0 | 200000
Other Expense | 0 | 0 | 0 | 0 | 0 | 0 | 0 | 0
Total Expense | 2678 | 0 | 200000 | 0 | 0 | 0 | 0 | 202678

## SC Liq Chlorine Tanks
UTILITY SERVICES DEPARTMENT
PROGRAM NAME: WATER / WASTEWATER
PROJECT TITLE: SOUTH CENTRAL: REPLACE LIQUID CHLORINE TANKS AND CHLORINE PUMP SYSTEM
Project Total: $ 225,000
Project Timeline: October 1st, 2019 through September 30th, 2021
Funded Program #: 6540410
Project Description, Milestones and Service Impact
This project involves the replacement of the liquid chlorine tanks and its apparatus at the South Central WWTP. The current tanks are beyond their useful life. Doing this project will address this issue along with a greater reliability of maintaining FDEP compliance.
Revenue or Expense Category | All Prior Fiscal Years | Fiscal Year 2019 | Fiscal Year 2020 | Fiscal Year 2021 | Fiscal Year 2022 | Fiscal Year 2023 | Fiscal Year 2024 & Future | Total Revenue | -0- CHECK
Charges for Services Revenue | 0 | 225000 | 0 | 0 | 0 | 0 | 0 | 225000
Permit/Fees Revenue | 0 | 0 | 0 | 0 | 0 | 0 | 0 | 0 | #REF! | REV VS EXP
Unfunded | 0 | 0 | 0 | 0 | 0 | 0 | 0 | 0 | #VALUE! | TOTAL VS REV
Grant Revenue | 0 | 0 | 0 | 0 | 0 | 0 | 0 | 0 | #REF! | TOTAL VS EXP
Loans Revenue | 0 | 0 | 0 | 0 | 0 | 0 | 0 | 0
Total Revenue | 0 | 225000 | 0 | 0 | 0 | 0 | 0 | 225000
Land Expense | 0 | 0 | 0 | 0 | 0 | 0 | 0 | 0
Planning/Design Expense | 0 | 0 | 0 | 0 | 0 | 0 | 0 | 0
Construction Expense | 0 | 0 | 225000 | 0 | 0 | 0 | 0 | 225000
Other Expense | 0 | 0 | 0 | 0 | 0 | 0 | 0 | 0
Total Expense | 0 | 0 | 225000 | 0 | 0 | 0 | 0 | 225000

## S Cent BNR Aeration
UTILITY SERVICES DEPARTMENT
PROGRAM NAME: WATER / WASTEWATER
PROJECT TITLE: SOUTH CENTRAL: B N R AERATION/MIXING IMPROVEMENTS
Project Total: $ 550,000
Project Timeline: October 1st, 2019 through September 30th, 2020
Funded Program #: 6540417
Project Description, Milestones and Service Impact
This project involves the addition of submersible radial pumping turbine and shaft with a partition wall on the floor of the aeration tank for the mixing requirements to meet the required oxygen levels in the treatment process. The work is necessitated to stay in compliance with Department of Environmental Protection (DEP) for nutrient removal.
Revenue or Expense Category | All Prior Fiscal Years | Fiscal Year 2019 | Fiscal Year 2020 | Fiscal Year 2021 | Fiscal Year 2022 | Fiscal Year 2023 | Fiscal Year 2024 & Future | Total Revenue | -0- CHECK
Charges for Services Revenue | 0 | 250000 | 300000 | 0 | 0 | 0 | 0 | 550000
Permit/Fees Revenue | 0 | 0 | 0 | 0 | 0 | 0 | 0 | 0 | #REF! | REV VS EXP
Unfunded | 0 | 0 | 0 | 0 | 0 | 0 | 0 | 0 | #VALUE! | TOTAL VS REV
Grant Revenue | 0 | 0 | 0 | 0 | 0 | 0 | 0 | 0 | #REF! | TOTAL VS EXP
Loans Revenue | 0 | 0 | 0 | 0 | 0 | 0 | 0 | 0
Total Revenue | 0 | 250000 | 300000 | 0 | 0 | 0 | 0 | 550000
Land Expense | 0 | 0 | 0 | 0 | 0 | 0 | 0 | 0
Planning/Design Expense | 0 | 0 | 0 | 0 | 0 | 0 | 0 | 0
Construction Expense | 0 | 0 | 250000 | 300000 | 0 | 0 | 0 | 550000
Other Expense | 0 | 0 | 0 | 0 | 0 | 0 | 0 | 0
Total Expense | 0 | 0 | 250000 | 300000 | 0 | 0 | 0 | 550000

## S Cent WWTP Clarifier Rehab
UTILITY SERVICES DEPARTMENT
PROGRAM NAME: WATER / WASTEWATER
PROJECT TITLE: SOUTH CENTRAL: W W T P CLARIFIER REHABILITATION
Project Total: $ 2,400,000
Project Timeline: October 1st, 2018 through September 30th, 2022
Funded Program #: 6538423
Project Description, Milestones and Service Impact
This project involves the replacement of the four clarifier mixing mechanism. The current mechanisms are underperforming and have exceeded its useful life. This project will address the age and the performance of the equipment. Doing so will assure we maintain compliance with the FDEP.
Revenue or Expense Category | All Prior Fiscal Years | Fiscal Year 2019 | Fiscal Year 2020 | Fiscal Year 2021 | Fiscal Year 2022 | Fiscal Year 2023 | Fiscal Year 2024 & Future | Total Revenue | -0- CHECK
Charges for Services Revenue | 0 | 600000 | 600000 | 600000 | 600000 | 0 | 0 | 2400000
Permit/Fees Revenue | 0 | 0 | 0 | 0 | 0 | 0 | 0 | 0 | #REF! | REV VS EXP
Unfunded | 0 | 0 | 0 | 0 | 0 | 0 | 0 | 0 | #VALUE! | TOTAL VS REV
Grant Revenue | 0 | 0 | 0 | 0 | 0 | 0 | 0 | 0 | #REF! | TOTAL VS EXP
Loans Revenue | 0 | 0 | 0 | 0 | 0 | 0 | 0 | 0
Total Revenue | 0 | 600000 | 600000 | 600000 | 600000 | 0 | 0 | 2400000
Land Expense | 0 | 0 | 0 | 0 | 0 | 0 | 0 | 0
Planning/Design Expense | 0 | 0 | 0 | 0 | 0 | 0 | 0 | 0
Construction Expense | 0 | 0 | 600000 | 600000 | 600000 | 600000 | 0 | 2400000
Other Expense | 0 | 0 | 0 | 0 | 0 | 0 | 0 | 0
Total Expense | 0 | 0 | 600000 | 600000 | 600000 | 600000 | 0 | 2400000

## S Cent Belt Press Controls VFD
UTILITY SERVICES DEPARTMENT
PROGRAM NAME: WATER / WASTEWATER
PROJECT TITLE: SOUTH CENTRAL: BELT PRESS CONTROLS AND REPLACE VFD'S
Project Total: $ 800,000
Project Timeline: Ongoing
Funded Program #: 6538420
Project Description, Milestones and Service Impact
Rehabilitate the belt press, controls and replace Variable Frequency Drives (VFD's). The existing control panel and VFD's are 25 years old and in need of replacement or rehabilitation.
Revenue or Expense Category | All Prior Fiscal Years | Fiscal Year 2019 | Fiscal Year 2020 | Fiscal Year 2021 | Fiscal Year 2022 | Fiscal Year 2023 | Fiscal Year 2024 & Future | Total Revenue | -0- CHECK
Charges for Services Revenue | 0 | 800000 | 0 | 0 | 0 | 0 | 0 | 800000
Permit/Fees Revenue | 0 | 0 | 0 | 0 | 0 | 0 | 0 | 0 | 0 | REV VS EXP
Unfunded | 0 | 0 | 0 | 0 | 0 | 0 | 0 | 0
Grant Revenue | 0 | 0 | 0 | 0 | 0 | 0 | 0 | 0
Loans Revenue | 0 | 0 | 0 | 0 | 0 | 0 | 0 | 0
Total Revenue | 0 | 800000 | 0 | 0 | 0 | 0 | 0 | 800000
Land Expense | 0 | 0 | 0 | 0 | 0 | 0 | 0 | 0
Planning/Design Expense | 0 | 0 | 0 | 0 | 0 | 0 | 0 | 0
Construction Expense | 0 | 0 | 800000 | 0 | 0 | 0 | 0 | 800000
Other Expense | 0 | 0 | 0 | 0 | 0 | 0 | 0 | 0
Total Expense | 0 | 0 | 800000 | 0 | 0 | 0 | 0 | 800000

## S Cent Sod Pond Imp
UTILITY SERVICES DEPARTMENT
PROGRAM NAME: WATER / WASTEWATER
PROJECT TITLE: SOUTH CENTRAL: SOD POND IMPROVEMENTS
Project Total: $ 1,702,582
Project Timeline: October 1st, 2015 through September 30th, 2020
Funded Program #: 6538418
Project Description, Milestones and Service Impact
This project will install a pumping system to move water between ponds or return water to the wetlands or plant. This project also repairs the eroded berms of the ponds. These ponds were constructed 20 years ago and the banks and pump supports have deteriorated to the point where rehabilitation is required.
Revenue or Expense Category | All Prior Fiscal Years | Fiscal Year 2019 | Fiscal Year 2020 | Fiscal Year 2021 | Fiscal Year 2022 | Fiscal Year 2023 | Fiscal Year 2024 & Future | Total Revenue | -0- CHECK
Charges for Services Revenue | 552582 | 900000 | 250000 | 0 | 0 | 0 | 0 | 1702582
Permit/Fees Revenue | 0 | 0 | 0 | 0 | 0 | 0 | 0 | 0 | #REF! | REV VS EXP
Unfunded | 0 | 0 | 0 | 0 | 0 | 0 | 0 | 0 | #VALUE! | TOTAL VS REV
Grant Revenue | 0 | 0 | 0 | 0 | 0 | 0 | 0 | 0 | #REF! | TOTAL VS EXP
Loans Revenue | 0 | 0 | 0 | 0 | 0 | 0 | 0 | 0
Total Revenue | 552582 | 900000 | 250000 | 0 | 0 | 0 | 0 | 1702582
Land Expense | 0 | 0 | 0 | 0 | 0 | 0 | 0 | 0
Planning/Design Expense | 0 | 0 | 200000 | 0 | 0 | 0 | 0 | 200000
Construction Expense | 552582 | 0 | 700000 | 250000 | 0 | 0 | 0 | 1502582
Other Expense | 0 | 0 | 0 | 0 | 0 | 0 | 0 | 0
Total Expense | 552582 | 0 | 900000 | 250000 | 0 | 0 | 0 | 1702582

## S Cent Suntree Booster Station
UTILITY SERVICES DEPARTMENT
PROGRAM NAME: WATER / WASTEWATER
PROJECT TITLE: SOUTH CENTRAL: SUNTREE BOOSTER STATION REHABILITATION
Project Total: $ 1,057,256
Project Timeline: October 1st, 2017 through September 30th, 2020
Funded Program #: 6540405
Project Description, Milestones and Service Impact
This project involves the rehabilitation of the Suntree booster station. This project includes, but not limited, to the replacement of the vertical turbine pumps, controls and rehabilitation of the storage tank. This booster station has reached the end of its useful life and these improvements will extend its service life.
Revenue or Expense Category | All Prior Fiscal Years | Fiscal Year 2019 | Fiscal Year 2020 | Fiscal Year 2021 | Fiscal Year 2022 | Fiscal Year 2023 | Fiscal Year 2024 & Future | Total Revenue | -0- CHECK
Charges for Services Revenue | 57256 | 1000000 | 0 | 0 | 0 | 0 | 0 | 1057256
Permit/Fees Revenue | 0 | 0 | 0 | 0 | 0 | 0 | 0 | 0 | #REF! | REV VS EXP
Unfunded | 0 | 0 | 0 | 0 | 0 | 0 | 0 | 0 | #VALUE! | TOTAL VS REV
Grant Revenue | 0 | 0 | 0 | 0 | 0 | 0 | 0 | 0 | #REF! | TOTAL VS EXP
Loans Revenue | 0 | 0 | 0 | 0 | 0 | 0 | 0 | 0
Total Revenue | 57256 | 1000000 | 0 | 0 | 0 | 0 | 0 | 1057256
Land Expense | 0 | 0 | 0 | 0 | 0 | 0 | 0 | 0
Planning/Design Expense | 57256 | 0 | 0 | 0 | 0 | 0 | 0 | 57256
Construction Expense | 0 | 0 | 1000000 | 0 | 0 | 0 | 0 | 1000000
Other Expense | 0 | 0 | 0 | 0 | 0 | 0 | 0 | 0
Total Expense | 57256 | 0 | 1000000 | 0 | 0 | 0 | 0 | 1057256

## S Cent Baytree Valves
UTILITY SERVICES DEPARTMENT
PROGRAM NAME: WATER / WASTEWATER
PROJECT TITLE: SOUTH CENTRAL: BAYTREE PRESSURE SUSTAINING VALVE REPLACEMENT
Project Total: $ 115,000
Project Timeline: Ongoing
Funded Program #: 6538414
Project Description, Milestones and Service Impact
Replace pressure sustaining valve. The installation of this pressure sustaining valve will allow remote operation of the valve from the treatment plant. This will provide for more efficient distribution of reclaimed water.
Revenue or Expense Category | All Prior Fiscal Years | Fiscal Year 2019 | Fiscal Year 2020 | Fiscal Year 2021 | Fiscal Year 2022 | Fiscal Year 2023 | Fiscal Year 2024 & Future | Total Revenue | -0- CHECK
Charges for Services Revenue | 0 | 115000 | 0 | 0 | 0 | 0 | 0 | 115000
Permit/Fees Revenue | 0 | 0 | 0 | 0 | 0 | 0 | 0 | 0 | 0 | REV VS EXP
Unfunded | 0 | 0 | 0 | 0 | 0 | 0 | 0 | 0
Grant Revenue | 0 | 0 | 0 | 0 | 0 | 0 | 0 | 0
Loans Revenue | 0 | 0 | 0 | 0 | 0 | 0 | 0 | 0
Total Revenue | 0 | 115000 | 0 | 0 | 0 | 0 | 0 | 115000
Land Expense | 0 | 0 | 0 | 0 | 0 | 0 | 0 | 0
Planning/Design Expense | 0 | 0 | 0 | 0 | 0 | 0 | 0 | 0
Construction Expense | 0 | 0 | 115000 | 0 | 0 | 0 | 0 | 115000
Other Expense | 0 | 0 | 0 | 0 | 0 | 0 | 0 | 0
Total Expense | 0 | 0 | 115000 | 0 | 0 | 0 | 0 | 115000

## S Cent Lift Stations
UTILITY SERVICES DEPARTMENT
PROGRAM NAME: WATER / WASTEWATER
PROJECT TITLE: SOUTH CENTRAL: LIFT STATIONS
Project Total: $ 12,330,000
Project Timeline: Ongoing
Funded Program #: 6300414
Project Description, Milestones and Service Impact
This project consists of the replacement or rehabilitation of lift stations within the South Central collection system in upcoming fiscal years or others as conditions necessitate. Each of the lift stations identified are beyond their useful life. Rehabilitation or replacement will extend the life of the lift station and provide greater integrity of our collection system.
Revenue or Expense Category | All Prior Fiscal Years | Fiscal Year 2019 | Fiscal Year 2020 | Fiscal Year 2021 | Fiscal Year 2022 | Fiscal Year 2023 | Fiscal Year 2024 & Future | Total Revenue | -0- CHECK
Charges for Services Revenue | 0 | 1330000 | 7000000 | 2000000 | 1000000 | 1000000 | 0 | 12330000
Permit/Fees Revenue | 0 | 0 | 0 | 0 | 0 | 0 | 0 | 0 | #REF! | REV VS EXP
Unfunded | 0 | 0 | 0 | 0 | 0 | 0 | 0 | 0 | #VALUE! | TOTAL VS REV
Grant Revenue | 0 | 0 | 0 | 0 | 0 | 0 | 0 | 0 | #REF! | TOTAL VS EXP
Loans Revenue | 0 | 0 | 0 | 0 | 0 | 0 | 0 | 0
Total Revenue | 0 | 1330000 | 7000000 | 2000000 | 1000000 | 1000000 | 0 | 12330000
Land Expense | 0 | 0 | 50000 | 0 | 0 | 0 | 0 | 50000
Planning/Design Expense | 0 | 0 | 1055000 | 280000 | 0 | 0 | 0 | 1335000
Construction Expense | 0 | 0 | 225000 | 6720000 | 2000000 | 1000000 | 1000000 | 10945000
Other Expense | 0 | 0 | 0 | 0 | 0 | 0 | 0 | 0
Total Expense | 0 | 0 | 1330000 | 7000000 | 2000000 | 1000000 | 1000000 | 12330000

## S Cent Reuse System Optim
UTILITY SERVICES DEPARTMENT
PROGRAM NAME: WATER / WASTEWATER
PROJECT TITLE: SOUTH CENTRAL: REUSE SYSTEM OPTIMIZATION IMPROVEMENTS
Project Total: $ 8,319,000
Project Timeline: October 1st, 2015 through September 30th, 2020
Funded Program #: 6540409
Project Description, Milestones and Service Impact
This project involves several projects to improve the level of service, integrity and operation of the South Central reclaimed water system. Performing these projects will increase the level of service to the reuse customers within this service area.
Revenue or Expense Category | All Prior Fiscal Years | Fiscal Year 2019 | Fiscal Year 2020 | Fiscal Year 2021 | Fiscal Year 2022 | Fiscal Year 2023 | Fiscal Year 2024 & Future | Total Revenue | -0- CHECK
Charges for Services Revenue | 4000 | 1325000 | 4690000 | 2300000 | 0 | 0 | 0 | 8319000
Permit/Fees Revenue | 0 | 0 | 0 | 0 | 0 | 0 | 0 | 0 | #REF! | REV VS EXP
Unfunded | 0 | 0 | 0 | 0 | 0 | 0 | 0 | 0 | #VALUE! | TOTAL VS REV
Grant Revenue | 0 | 0 | 0 | 0 | 0 | 0 | 0 | 0 | #REF! | TOTAL VS EXP
Loans Revenue | 0 | 0 | 0 | 0 | 0 | 0 | 0 | 0
Total Revenue | 4000 | 1325000 | 4690000 | 2300000 | 0 | 0 | 0 | 8319000
Land Expense | 0 | 0 | 0 | 0 | 0 | 0 | 0 | 0
Planning/Design Expense | 0 | 0 | 1325000 | 1500000 | 0 | 0 | 0 | 2825000
Construction Expense | 4000 | 0 | 0 | 3190000 | 2300000 | 0 | 0 | 5494000
Other Expense | 0 | 0 | 0 | 0 | 0 | 0 | 0 | 0
Total Expense | 4000 | 0 | 1325000 | 4690000 | 2300000 | 0 | 0 | 8319000

## S Cent Valve Replacement
UTILITY SERVICES DEPARTMENT
PROGRAM NAME: WATER / WASTEWATER
PROJECT TITLE: SOUTH CENTRAL: VALVE REPLACEMENTS
Project Total: $ 419,220
Project Timeline: Ongoing
Funded Program #: 513873
Project Description, Milestones and Service Impact
This project consists of replacing valves in the wastewater collection and reuse system that have become inoperable or no longer seal off the flow of water. The installation of usable valves will allow the flow to be shut off during repairs. This protects the workers and in the case of the reuse system, allows more of the system to remain in operation during repairs.
Revenue or Expense Category | All Prior Fiscal Years | Fiscal Year 2019 | Fiscal Year 2020 | Fiscal Year 2021 | Fiscal Year 2022 | Fiscal Year 2023 | Fiscal Year 2024 & Future | Total Revenue | -0- CHECK
Charges for Services Revenue | 19220 | 400000 | 0 | 0 | 0 | 0 | 0 | 419220
Permit/Fees Revenue | 0 | 0 | 0 | 0 | 0 | 0 | 0 | 0 | 0 | REV VS EXP
Unfunded | 0 | 0 | 0 | 0 | 0 | 0 | 0 | 0
Grant Revenue | 0 | 0 | 0 | 0 | 0 | 0 | 0 | 0
Loans Revenue | 0 | 0 | 0 | 0 | 0 | 0 | 0 | 0
Total Revenue | 19220 | 400000 | 0 | 0 | 0 | 0 | 0 | 419220
Land Expense | 0 | 0 | 0 | 0 | 0 | 0 | 0 | 0
Planning/Design Expense | 0 | 0 | 0 | 0 | 0 | 0 | 0 | 0
Construction Expense | 19220 | 0 | 400000 | 0 | 0 | 0 | 0 | 419220
Other Expense | 0 | 0 | 0 | 0 | 0 | 0 | 0 | 0
Total Expense | 19220 | 0 | 400000 | 0 | 0 | 0 | 0 | 419220

## S Bch Replace RAS Pumps
UTILITY SERVICES DEPARTMENT
PROGRAM NAME: WATER / WASTEWATER
PROJECT TITLE: SOUTH BEACH: REPLACE W W T P 6 M G D RAS PUMPS AND MOTORS
Project Total: $ 540,000
Project Timeline: October 1st, 2019 through September 30th, 2022
Funded Program #: 6540312
Project Description, Milestones and Service Impact
This project involves the replacement of the 6 MGD RAS pumps and motors at the South Beaches WWTP. This project will address the replacement of aging equipment and the reliability of our treatment process.
Revenue or Expense Category | All Prior Fiscal Years | Fiscal Year 2019 | Fiscal Year 2020 | Fiscal Year 2021 | Fiscal Year 2022 | Fiscal Year 2023 | Fiscal Year 2024 & Future | Total Revenue | -0- CHECK
Charges for Services Revenue | 0 | 540000 | 0 | 0 | 0 | 0 | 0 | 540000
Permit/Fees Revenue | 0 | 0 | 0 | 0 | 0 | 0 | 0 | 0 | #REF! | REV VS EXP
Unfunded | 0 | 0 | 0 | 0 | 0 | 0 | 0 | 0 | #VALUE! | TOTAL VS REV
Grant Revenue | 0 | 0 | 0 | 0 | 0 | 0 | 0 | 0 | #REF! | TOTAL VS EXP
Loans Revenue | 0 | 0 | 0 | 0 | 0 | 0 | 0 | 0
Total Revenue | 0 | 540000 | 0 | 0 | 0 | 0 | 0 | 540000
Land Expense | 0 | 0 | 0 | 0 | 0 | 0 | 0 | 0
Planning/Design Expense | 0 | 0 | 90000 | 0 | 0 | 0 | 0 | 90000
Construction Expense | 0 | 0 | 0 | 450000 | 0 | 0 | 0 | 450000
Other Expense | 0 | 0 | 0 | 0 | 0 | 0 | 0 | 0
Total Expense | 0 | 0 | 90000 | 450000 | 0 | 0 | 0 | 540000

## S Bch WWTF Reclaim Water Imp
UTILITY SERVICES DEPARTMENT
PROGRAM NAME: WATER / WASTEWATER
PROJECT TITLE: SOUTH BEACH: W W T F RECLAIMED WATER IMPROVEMENTS
Project Total: $ 1,875,000
Project Timeline: October 1st, 2019 through September 30th, 2024
Funded Program #: 6540313
Project Description, Milestones and Service Impact
This project involves process improvements to the South Beaches Wastewater Treatment Facility Reclaimed Water System. Doing so will result in a greater integrity of our reclaim system. Continued availability of reclaimed water. Multiple phases are anticipated.
Revenue or Expense Category | All Prior Fiscal Years | Fiscal Year 2019 | Fiscal Year 2020 | Fiscal Year 2021 | Fiscal Year 2022 | Fiscal Year 2023 | Fiscal Year 2024 & Future | Total Revenue | -0- CHECK
Charges for Services Revenue | 0 | 100000 | 125000 | 1350000 | 300000 | 0 | 0 | 1875000
Permit/Fees Revenue | 0 | 0 | 0 | 0 | 0 | 0 | 0 | 0 | #REF! | REV VS EXP
Unfunded | 0 | 0 | 0 | 0 | 0 | 0 | 0 | 0 | #VALUE! | TOTAL VS REV
Grant Revenue | 0 | 0 | 0 | 0 | 0 | 0 | 0 | 0 | #REF! | TOTAL VS EXP
Loans Revenue | 0 | 0 | 0 | 0 | 0 | 0 | 0 | 0
Total Revenue | 0 | 100000 | 125000 | 1350000 | 300000 | 0 | 0 | 1875000
Land Expense | 0 | 0 | 0 | 0 | 0 | 0 | 0 | 0
Planning/Design Expense | 0 | 0 | 100000 | 125000 | 50000 | 300000 | 0 | 575000
Construction Expense | 0 | 0 | 0 | 0 | 1300000 | 0 | 0 | 1300000
Other Expense | 0 | 0 | 0 | 0 | 0 | 0 | 0 | 0
Total Expense | 0 | 0 | 100000 | 125000 | 1350000 | 300000 | 0 | 1875000

## S Bch Rehab Discharge Ponds
UTILITY SERVICES DEPARTMENT
PROGRAM NAME: WATER / WASTEWATER
PROJECT TITLE: SOUTH BEACH: REHABILITATE DISCHARGE PONDS (RETENTION PONDS)
Project Total: $ 234,770
Project Timeline: October 1st, 2015 through September 30th, 2020
Funded Program #: 6551301
Project Description, Milestones and Service Impact
This project involves the rehabilitation of the effluent ponds located on the South Beaches WWTP. This project would allow the effluent ponds to be regraded to provide longer detention times during discharges.
Revenue or Expense Category | All Prior Fiscal Years | Fiscal Year 2019 | Fiscal Year 2020 | Fiscal Year 2021 | Fiscal Year 2022 | Fiscal Year 2023 | Fiscal Year 2024 & Future | Total Revenue | -0- CHECK
Charges for Services Revenue | 124770 | 110000 | 0 | 0 | 0 | 0 | 0 | 234770
Permit/Fees Revenue | 0 | 0 | 0 | 0 | 0 | 0 | 0 | 0 | #REF! | REV VS EXP
Unfunded | 0 | 0 | 0 | 0 | 0 | 0 | 0 | 0 | #VALUE! | TOTAL VS REV
Grant Revenue | 0 | 0 | 0 | 0 | 0 | 0 | 0 | 0 | #REF! | TOTAL VS EXP
Loans Revenue | 0 | 0 | 0 | 0 | 0 | 0 | 0 | 0
Total Revenue | 124770 | 110000 | 0 | 0 | 0 | 0 | 0 | 234770
Land Expense | 0 | 0 | 0 | 0 | 0 | 0 | 0 | 0
Planning/Design Expense | 14770 | 10000 | 10000 | 0 | 0 | 0 | 0 | 34770
Construction Expense | 0 | 100000 | 100000 | 0 | 0 | 0 | 0 | 200000
Other Expense | 0 | 0 | 0 | 0 | 0 | 0 | 0 | 0
Total Expense | 14770 | 110000 | 110000 | 0 | 0 | 0 | 0 | 234770

## S Bch Grit Washer Sys
UTILITY SERVICES DEPARTMENT
PROGRAM NAME: WATER / WASTEWATER
PROJECT TITLE: SOUTH BEACH: GRIT WASHER SYSTEM IMPROVEMENTS
Project Total: $ 550,000
Project Timeline: October 1st, 2015 through September 30th, 2021
Funded Program #: 6540309
Project Description, Milestones and Service Impact
This project consists of the replacement of the grit washer with grit removal equipment at the South Beach Wastewater Treatment Plant. The existing grit system is beyond its useful life and doing this project would improve efficiency.
Revenue or Expense Category | All Prior Fiscal Years | Fiscal Year 2019 | Fiscal Year 2020 | Fiscal Year 2021 | Fiscal Year 2022 | Fiscal Year 2023 | Fiscal Year 2024 & Future | Total Revenue | -0- CHECK
Charges for Services Revenue | 120000 | 430000 | 0 | 0 | 0 | 0 | 0 | 550000
Permit/Fees Revenue | 0 | 0 | 0 | 0 | 0 | 0 | 0 | 0 | #REF! | REV VS EXP
Unfunded | 0 | 0 | 0 | 0 | 0 | 0 | 0 | 0 | #VALUE! | TOTAL VS REV
Grant Revenue | 0 | 0 | 0 | 0 | 0 | 0 | 0 | 0 | #REF! | TOTAL VS EXP
Loans Revenue | 0 | 0 | 0 | 0 | 0 | 0 | 0 | 0
Total Revenue | 120000 | 430000 | 0 | 0 | 0 | 0 | 0 | 550000
Land Expense | 0 | 0 | 0 | 0 | 0 | 0 | 0 | 0
Planning/Design Expense | 0 | 0 | 120000 | 30000 | 0 | 0 | 0 | 150000
Construction Expense | 0 | 0 | 0 | 400000 | 0 | 0 | 0 | 400000
Other Expense | 0 | 0 | 0 | 0 | 0 | 0 | 0 | 0
Total Expense | 0 | 0 | 120000 | 430000 | 0 | 0 | 0 | 550000

## S Bch Mech Bar Screen
UTILITY SERVICES DEPARTMENT
PROGRAM NAME: WATER / WASTEWATER
PROJECT TITLE: SOUTH BEACH: MECHANICAL BAR SCREEN REPLACEMENT
Project Total: $ 454,948
Project Timeline: October 1st, 2018 through September 30th, 2020
Funded Program #: 6572300
Project Description, Milestones and Service Impact
This project consists of the replacement of the mechanical bar screen at the South Beaches WWTP. The existing mechanical bar screen is no longer functioning per treatment plant requirements with age of the screen being a component to the issue. In addition to the bar screen the structure above will need to be rehabilitated to assure proper elements protection is provided.
Revenue or Expense Category | All Prior Fiscal Years | Fiscal Year 2019 | Fiscal Year 2020 | Fiscal Year 2021 | Fiscal Year 2022 | Fiscal Year 2023 | Fiscal Year 2024 & Future | Total Revenue | -0- CHECK
Charges for Services Revenue | 179948 | 225000 | 50000 | 0 | 0 | 0 | 0 | 454948
Permit/Fees Revenue | 0 | 0 | 0 | 0 | 0 | 0 | 0 | 0 | #REF! | REV VS EXP
Unfunded | 0 | 0 | 0 | 0 | 0 | 0 | 0 | 0 | #VALUE! | TOTAL VS REV
Grant Revenue | 0 | 0 | 0 | 0 | 0 | 0 | 0 | 0 | #REF! | TOTAL VS EXP
Loans Revenue | 0 | 0 | 0 | 0 | 0 | 0 | 0 | 0
Total Revenue | 179948 | 225000 | 50000 | 0 | 0 | 0 | 0 | 454948
Land Expense | 0 | 0 | 0 | 0 | 0 | 0 | 0 | 0
Planning/Design Expense | 130397 | 40000 | 25000 | 0 | 0 | 0 | 0 | 195397
Construction Expense | 9551 | 0 | 200000 | 50000 | 0 | 0 | 0 | 259551
Other Expense | 0 | 0 | 0 | 0 | 0 | 0 | 0 | 0
Total Expense | 139948 | 40000 | 225000 | 50000 | 0 | 0 | 0 | 454948

## S Bch Eq Basin Imp
UTILITY SERVICES DEPARTMENT
PROGRAM NAME: WATER / WASTEWATER
PROJECT TITLE: SOUTH BEACH: EQUALIZATION BASIN IMPROVEMENTS
Project Total: $ 443,458
Project Timeline: October 1st, 2015 through September 30th, 2020
Funded Program #: 6540407
Project Description, Milestones and Service Impact
This project consists of the replacement of non-functional isolation and control values with new sluice gates including replacement of drain valves to restore functionality to the Equalization Basin and any associated electrical and controls.
Revenue or Expense Category | All Prior Fiscal Years | Fiscal Year 2019 | Fiscal Year 2020 | Fiscal Year 2021 | Fiscal Year 2022 | Fiscal Year 2023 | Fiscal Year 2024 & Future | Total Revenue | -0- CHECK
Charges for Services Revenue | 148458 | 295000 | 0 | 0 | 0 | 0 | 0 | 443458
Permit/Fees Revenue | 0 | 0 | 0 | 0 | 0 | 0 | 0 | 0 | #REF! | REV VS EXP
Unfunded | 0 | 0 | 0 | 0 | 0 | 0 | 0 | 0 | #VALUE! | TOTAL VS REV
Grant Revenue | 0 | 0 | 0 | 0 | 0 | 0 | 0 | 0 | #REF! | TOTAL VS EXP
Loans Revenue | 0 | 0 | 0 | 0 | 0 | 0 | 0 | 0
Total Revenue | 148458 | 295000 | 0 | 0 | 0 | 0 | 0 | 443458
Land Expense | 0 | 0 | 0 | 0 | 0 | 0 | 0 | 0
Planning/Design Expense | 22271 | 26187 | 25000 | 0 | 0 | 0 | 0 | 73458
Construction Expense | 0 | 100000 | 270000 | 0 | 0 | 0 | 0 | 370000
Other Expense | 0 | 0 | 0 | 0 | 0 | 0 | 0 | 0
Total Expense | 22271 | 126187 | 295000 | 0 | 0 | 0 | 0 | 443458

## S Bch High Svs Pumps
UTILITY SERVICES DEPARTMENT
PROGRAM NAME: WATER / WASTEWATER
PROJECT TITLE: SOUTH BEACH: HIGH SERVICE PUMPS (VERTICAL TURBINE)
Project Total: $ 858,156
Project Timeline: October 1st, 2015 through September 30th, 2020
Funded Program #: 6540307
Project Description, Milestones and Service Impact
This project involves the replacement of the high service pumps at the South Beach Wastewater Treatment Plant. The high service pumps are reaching the end of their useful life. Theses pumps is what provides the pressure needed in the reclaim system.
Revenue or Expense Category | All Prior Fiscal Years | Fiscal Year 2019 | Fiscal Year 2020 | Fiscal Year 2021 | Fiscal Year 2022 | Fiscal Year 2023 | Fiscal Year 2024 & Future | Total Revenue | -0- CHECK
Charges for Services Revenue | 533156 | 325000 | 0 | 0 | 0 | 0 | 0 | 858156
Permit/Fees Revenue | 0 | 0 | 0 | 0 | 0 | 0 | 0 | 0 | #REF! | REV VS EXP
Unfunded | 0 | 0 | 0 | 0 | 0 | 0 | 0 | 0 | #VALUE! | TOTAL VS REV
Grant Revenue | 0 | 0 | 0 | 0 | 0 | 0 | 0 | 0 | #REF! | TOTAL VS EXP
Loans Revenue | 0 | 0 | 0 | 0 | 0 | 0 | 0 | 0
Total Revenue | 533156 | 325000 | 0 | 0 | 0 | 0 | 0 | 858156
Land Expense | 0 | 0 | 0 | 0 | 0 | 0 | 0 | 0
Planning/Design Expense | 53156 | 30000 | 25000 | 0 | 0 | 0 | 0 | 108156
Construction Expense | 0 | 450000 | 300000 | 0 | 0 | 0 | 0 | 750000
Other Expense | 0 | 0 | 0 | 0 | 0 | 0 | 0 | 0
Total Expense | 53156 | 480000 | 325000 | 0 | 0 | 0 | 0 | 858156

## S Bch I & I
UTILITY SERVICES DEPARTMENT
PROGRAM NAME: WATER / WASTEWATER
PROJECT TITLE: SOUTH BEACH: INFLOW AND INFILTRATION
Project Total: $ 3,300,000
Project Timeline: Ongoing
Funded Program #: 6981306
Project Description, Milestones and Service Impact
This project consists of lining gravity sewers within the South Central utility service area. Doing this project will result in less I&I and resulting in a less probability of sewer discharges.
Revenue or Expense Category | All Prior Fiscal Years | Fiscal Year 2019 | Fiscal Year 2020 | Fiscal Year 2021 | Fiscal Year 2022 | Fiscal Year 2023 | Fiscal Year 2024 & Future | Total Revenue | -0- CHECK
Charges for Services Revenue | 0 | 500000 | 700000 | 700000 | 700000 | 700000 | 0 | 3300000
Permit/Fees Revenue | 0 | 0 | 0 | 0 | 0 | 0 | 0 | 0 | #REF! | REV VS EXP
Unfunded | 0 | 0 | 0 | 0 | 0 | 0 | 0 | 0 | #VALUE! | TOTAL VS REV
Grant Revenue | 0 | 0 | 0 | 0 | 0 | 0 | 0 | 0 | #REF! | TOTAL VS EXP
Loans Revenue | 0 | 0 | 0 | 0 | 0 | 0 | 0 | 0
Total Revenue | 0 | 500000 | 700000 | 700000 | 700000 | 700000 | 0 | 3300000
Land Expense | 0 | 0 | 0 | 0 | 0 | 0 | 0 | 0
Planning/Design Expense | 0 | 0 | 0 | 0 | 0 | 0 | 0 | 0
Construction Expense | 0 | 0 | 500000 | 700000 | 700000 | 700000 | 700000 | 3300000
Other Expense | 0 | 0 | 0 | 0 | 0 | 0 | 0 | 0
Total Expense | 0 | 0 | 500000 | 700000 | 700000 | 700000 | 700000 | 3300000

## S Bch WWTF Blower Imp
UTILITY SERVICES DEPARTMENT
PROGRAM NAME: WATER / WASTEWATER
PROJECT TITLE: SOUTH BEACH: W W T F BLOWER IMPROVEMENTS
Project Total: $ 1,939,215
Project Timeline: October 1st, 2015 through September 30th, 2020
Funded Program #: 6984313
Project Description, Milestones and Service Impact
This project involves the replacement of the blowers, air piping and associated electrical and controls. The digester blowers will be housed in a new blower building in close vicinity of the digester. This project is needed to address aging equipment and assure maintaining FDEP compliance.
Revenue or Expense Category | All Prior Fiscal Years | Fiscal Year 2019 | Fiscal Year 2020 | Fiscal Year 2021 | Fiscal Year 2022 | Fiscal Year 2023 | Fiscal Year 2024 & Future | Total Revenue | -0- CHECK
Charges for Services Revenue | 139215 | 1600000 | 200000 | 0 | 0 | 0 | 0 | 1939215
Permit/Fees Revenue | 0 | 0 | 0 | 0 | 0 | 0 | 0 | 0 | #REF! | REV VS EXP
Unfunded | 0 | 0 | 0 | 0 | 0 | 0 | 0 | 0 | #VALUE! | TOTAL VS REV
Grant Revenue | 0 | 0 | 0 | 0 | 0 | 0 | 0 | 0 | #REF! | TOTAL VS EXP
Loans Revenue | 0 | 0 | 0 | 0 | 0 | 0 | 0 | 0
Total Revenue | 139215 | 1600000 | 200000 | 0 | 0 | 0 | 0 | 1939215
Land Expense | 0 | 0 | 0 | 0 | 0 | 0 | 0 | 0
Planning/Design Expense | 23330 | 15885 | 50000 | 0 | 0 | 0 | 0 | 89215
Construction Expense | 0 | 100000 | 1550000 | 200000 | 0 | 0 | 0 | 1850000
Other Expense | 0 | 0 | 0 | 0 | 0 | 0 | 0 | 0
Total Expense | 23330 | 115885 | 1600000 | 200000 | 0 | 0 | 0 | 1939215

## S Bch Treatment Process Imp
UTILITY SERVICES DEPARTMENT
PROGRAM NAME: WATER / WASTEWATER
PROJECT TITLE: SOUTH BEACH: TREATMENT PROCESS IMPROVEMENTS
Project Total: $ 1,719,318
Project Timeline: October 10th, 2014 through September 30th, 2020
Funded Program #: 6540308
Project Description, Milestones and Service Impact
Treatment process rehabilitation. The treatment plant has reached the point where it needs extensive rehabilitation in order to maintain effective treatment and reliability.
Revenue or Expense Category | All Prior Fiscal Years | Fiscal Year 2019 | Fiscal Year 2020 | Fiscal Year 2021 | Fiscal Year 2022 | Fiscal Year 2023 | Fiscal Year 2024 & Future | Total Revenue | -0- CHECK
Charges for Services Revenue | 1117433 | 423885 | 178000 | 0 | 0 | 0 | 0 | 1719318
Permit/Fees Revenue | 0 | 0 | 0 | 0 | 0 | 0 | 0 | 0 | 0 | REV VS EXP
Unfunded | 0 | 0 | 0 | 0 | 0 | 0 | 0 | 0
Grant Revenue | 0 | 0 | 0 | 0 | 0 | 0 | 0 | 0
Loans Revenue | 0 | 0 | 0 | 0 | 0 | 0 | 0 | 0
Total Revenue | 1117433 | 423885 | 178000 | 0 | 0 | 0 | 0 | 1719318
Land Expense | 0 | 0 | 0 | 0 | 0 | 0 | 0 | 0
Planning/Design Expense | 200789 | 39571 | 4000 | 0 | 0 | 0 | 0 | 244360
Construction Expense | 916644 | 384314 | 174000 | 0 | 0 | 0 | 0 | 1474958
Other Expense | 0 | 0 | 0 | 0 | 0 | 0 | 0 | 0
Total Expense | 1117433 | 423885 | 178000 | 0 | 0 | 0 | 0 | 1719318

## S Bch Lift Stations
UTILITY SERVICES DEPARTMENT
PROGRAM NAME: WATER / WASTEWATER
PROJECT TITLE: SOUTH BEACH: LIFT STATIONS
Project Total: $ 7,016,457
Project Timeline: Ongoing
Funded Program #: 6300415
Project Description, Milestones and Service Impact
This project consists of the replacement or rehabilitation of lift stations S04, S09, B10, S19, S05, S08, S27 and B01 in upcoming fiscal years or others as conditions necessitate. Each of the lift stations identified are beyond their useful life. Rehabilitation or replacement will extend the life of the lift station and provide greater integrity of our collection system.
Revenue or Expense Category | All Prior Fiscal Years | Fiscal Year 2019 | Fiscal Year 2020 | Fiscal Year 2021 | Fiscal Year 2022 | Fiscal Year 2023 | Fiscal Year 2024 & Future | Total Revenue | -0- CHECK
Charges for Services Revenue | 0 | 2616457 | 1400000 | 1000000 | 1000000 | 1000000 | 0 | 7016457
Permit/Fees Revenue | 0 | 0 | 0 | 0 | 0 | 0 | 0 | 0 | #REF! | REV VS EXP
Unfunded | 0 | 0 | 0 | 0 | 0 | 0 | 0 | 0 | #VALUE! | TOTAL VS REV
Grant Revenue | 0 | 0 | 0 | 0 | 0 | 0 | 0 | 0 | #REF! | TOTAL VS EXP
Loans Revenue | 0 | 0 | 0 | 0 | 0 | 0 | 0 | 0
Total Revenue | 0 | 2616457 | 1400000 | 1000000 | 1000000 | 1000000 | 0 | 7016457
Land Expense | 0 | 0 | 50000 | 0 | 0 | 0 | 0 | 50000
Planning/Design Expense | 0 | 0 | 490000 | 56000 | 0 | 0 | 0 | 546000
Construction Expense | 0 | 0 | 2076457 | 1344000 | 1000000 | 1000000 | 1000000 | 6420457
Other Expense | 0 | 0 | 0 | 0 | 0 | 0 | 0 | 0
Total Expense | 0 | 0 | 2616457 | 1400000 | 1000000 | 1000000 | 1000000 | 7016457

## BFB Feed Sys
UTILITY SERVICES DEPARTMENT
PROGRAM NAME: BAREFOOT BAY WATER/WASTEWATER
PROJECT TITLE: CHLORINE & AMMONIA FEED SYSTEMS AT THE BOOSTER PUMP STATION AND SOFT STARTERS INSTALLATION
Project Total: $ 825,000
Project Timeline: October 1st, 2015 through September 30th, 2021
Funded Program #: 513868
Project Description, Milestones and Service Impact
This project consists of installing a chlorine and ammonia feed system at the Barefoot Bay water booster station. Included in this project are upgrades to the pumping and electrical systems that would be tied into this project. Doing this project will assure that we continually meet the Clean Water Act requirements associated with potable water.
Revenue or Expense Category | All Prior Fiscal Years | Fiscal Year 2019 | Fiscal Year 2020 | Fiscal Year 2021 | Fiscal Year 2022 | Fiscal Year 2023 | Fiscal Year 2024 & Future | Total Revenue | -0- CHECK
Charges for Services Revenue | 0 | 175000 | 650000 | 0 | 0 | 0 | 0 | 825000
Permit/Fees Revenue | 0 | 0 | 0 | 0 | 0 | 0 | 0 | 0 | #REF! | REV VS EXP
Unfunded | 0 | 0 | 0 | 0 | 0 | 0 | 0 | 0 | #VALUE! | TOTAL VS REV
Grant Revenue | 0 | 0 | 0 | 0 | 0 | 0 | 0 | 0 | #REF! | TOTAL VS EXP
Loans Revenue | 0 | 0 | 0 | 0 | 0 | 0 | 0 | 0
Total Revenue | 0 | 175000 | 650000 | 0 | 0 | 0 | 0 | 825000
Land Expense | 0 | 0 | 0 | 0 | 0 | 0 | 0 | 0
Planning/Design Expense | 0 | 0 | 145000 | 30000 | 0 | 0 | 0 | 175000
Construction Expense | 0 | 0 | 0 | 650000 | 0 | 0 | 0 | 650000
Other Expense | 0 | 0 | 0 | 0 | 0 | 0 | 0 | 0
Total Expense | 0 | 0 | 145000 | 680000 | 0 | 0 | 0 | 825000

## BFB WW LS X03
UTILITY SERVICES DEPARTMENT
PROGRAM NAME: BAREFOOT BAY WATER/WASTEWATER
PROJECT TITLE: BAREFOOT BAY: LIFT STATION X03 REHABILITATION
Project Total: $ 131,357
Project Timeline: October 10th, 2019 through September 30th, 2020
Funded Program #: 6540308
Project Description, Milestones and Service Impact
Rehabilitate 39 year old lift station. The lift station and its components are aged and need to be brought to new condition.
Revenue or Expense Category | All Prior Fiscal Years | Fiscal Year 2019 | Fiscal Year 2020 | Fiscal Year 2021 | Fiscal Year 2022 | Fiscal Year 2023 | Fiscal Year 2024 & Future | Total Revenue | -0- CHECK
Charges for Services Revenue | 0 | 6357 | 125000 | 0 | 0 | 0 | 0 | 131357
Permit/Fees Revenue | 0 | 0 | 0 | 0 | 0 | 0 | 0 | 0 | 0 | REV VS EXP
Unfunded | 0 | 0 | 0 | 0 | 0 | 0 | 0 | 0
Grant Revenue | 0 | 0 | 0 | 0 | 0 | 0 | 0 | 0
Loans Revenue | 0 | 0 | 0 | 0 | 0 | 0 | 0 | 0
Total Revenue | 0 | 6357 | 125000 | 0 | 0 | 0 | 0 | 131357
Land Expense | 0 | 0 | 0 | 0 | 0 | 0 | 0 | 0
Planning/Design Expense | 0 | 0 | 0 | 0 | 0 | 0 | 0 | 0
Construction Expense | 0 | 6357 | 125000 | 0 | 0 | 0 | 0 | 131357
Other Expense | 0 | 0 | 0 | 0 | 0 | 0 | 0 | 0
Total Expense | 0 | 6357 | 125000 | 0 | 0 | 0 | 0 | 131357

## BFB WW I & I
UTILITY SERVICES DEPARTMENT
PROGRAM NAME: BAREFOOT BAY WATER/WASTEWATER
PROJECT TITLE: BAREFOOT BAY WASTEWATER: INFLOW AND INFILTRATION
Project Total: $ 300,000
Project Timeline: Ongoing
Funded Program #: 6981308
Project Description, Milestones and Service Impact
This project consists of lining gravity sewers within the Barefoot Bay Utility District. Doing this project will result in less I&I and resulting in a less probability of sewer discharges.
Revenue or Expense Category | All Prior Fiscal Years | Fiscal Year 2019 | Fiscal Year 2020 | Fiscal Year 2021 | Fiscal Year 2022 | Fiscal Year 2023 | Fiscal Year 2024 & Future | Total Revenue | -0- CHECK
Charges for Services Revenue | 0 | 100000 | 100000 | 100000 | 0 | 0 | 0 | 300000
Permit/Fees Revenue | 0 | 0 | 0 | 0 | 0 | 0 | 0 | 0 | #REF! | REV VS EXP
Unfunded | 0 | 0 | 0 | 0 | 0 | 0 | 0 | 0 | #VALUE! | TOTAL VS REV
Grant Revenue | 0 | 0 | 0 | 0 | 0 | 0 | 0 | 0 | #REF! | TOTAL VS EXP
Loans Revenue | 0 | 0 | 0 | 0 | 0 | 0 | 0 | 0
Total Revenue | 0 | 100000 | 100000 | 100000 | 0 | 0 | 0 | 300000
Land Expense | 0 | 0 | 0 | 0 | 0 | 0 | 0 | 0
Planning/Design Expense | 0 | 0 | 0 | 0 | 0 | 0 | 0 | 0
Construction Expense | 0 | 0 | 100000 | 100000 | 100000 | 0 | 0 | 300000
Other Expense | 0 | 0 | 0 | 0 | 0 | 0 | 0 | 0
Total Expense | 0 | 0 | 100000 | 100000 | 100000 | 0 | 0 | 300000

## S Bch N Riverside FM
UTILITY SERVICES DEPARTMENT
PROGRAM NAME: WATER / WASTEWATER
PROJECT TITLE: SOUTH BEACH: NORTH RIVERSIDE FORCE MAIN IMPROVEMENTS
Project Total: $ 11,908,060
Project Timeline: October 1st, 2015 through September 30th, 2020
Funded Program #: 6300235
Project Description, Milestones and Service Impact
This project involves the replacement of the existing 24" PVC force main with 30" ductile iron. In addition, installation of surge tanks at lift stations B19 and B20 are included to prevent water hammering in the new force main. Department has requested State Revolving Loan (SRF) for construction. This project addresses the integrity of the pipe along with increasing capacity.
Revenue or Expense Category | All Prior Fiscal Years | Fiscal Year 2019 | Fiscal Year 2020 | Fiscal Year 2021 | Fiscal Year 2022 | Fiscal Year 2023 | Fiscal Year 2024 & Future | Total Revenue | -0- CHECK
Charges for Services Revenue | 328518 | 230000 | 0 | 0 | 0 | 0 | 0 | 558518
Permit/Fees Revenue | 0 | 0 | 636000 | 0 | 0 | 0 | 0 | 636000 | #REF! | REV VS EXP
Unfunded | 0 | 10713542 | 0 | 0 | 0 | 0 | 0 | 10713542 | #VALUE! | TOTAL VS REV
Grant Revenue | 0 | 0 | 0 | 0 | 0 | 0 | 0 | 0 | #REF! | TOTAL VS EXP
Loans Revenue | 0 | 0 | 0 | 0 | 0 | 0 | 0 | 0
Total Revenue | 328518 | 10943542 | 636000 | 0 | 0 | 0 | 0 | 11908060
Land Expense | 0 | 0 | 0 | 0 | 0 | 0 | 0 | 0
Planning/Design Expense | 328518 | 230000 | 636000 | 0 | 0 | 0 | 0 | 1194518
Construction Expense | 0 | 0 | 10713542 | 0 | 0 | 0 | 0 | 10713542
Other Expense | 0 | 0 | 0 | 0 | 0 | 0 | 0 | 0
Total Expense | 328518 | 230000 | 11349542 | 0 | 0 | 0 | 0 | 11908060

## Sykes Aeration Basins
UTILITY SERVICES DEPARTMENT
PROGRAM NAME: WATER / WASTEWATER
PROJECT TITLE: SYKES: AERATION BASINS (2) MOTORS AND DO CONTROL UPGRADE
Project Total: $ 2,391,310
Project Timeline: October 1st, 2015 through September 30th, 2022
Funded Program #:
Project Description, Milestones and Service Impact
This project involves the replacement of the aeration motors of the Sykes Creek WWTP. This project will address the equipment replaced due to it being beyond its useful life along with increasing plant process efficiency.
Revenue or Expense Category | All Prior Fiscal Years | Fiscal Year 2019 | Fiscal Year 2020 | Fiscal Year 2021 | Fiscal Year 2022 | Fiscal Year 2023 | Fiscal Year 2024 & Future | Total Revenue | -0- CHECK
Charges for Services Revenue | 536310 | 0 | 600000 | 345000 | 645000 | 265000 | 0 | 2391310
Permit/Fees Revenue | 0 | 0 | 0 | 0 | 0 | 0 | 0 | 0 | #REF! | REV VS EXP
Unfunded | 0 | 0 | 0 | 0 | 0 | 0 | 0 | 0 | #VALUE! | TOTAL VS REV
Grant Revenue | 0 | 0 | 0 | 0 | 0 | 0 | 0 | 0 | #REF! | TOTAL VS EXP
Loans Revenue | 0 | 0 | 0 | 0 | 0 | 0 | 0 | 0
Total Revenue | 536310 | 0 | 600000 | 345000 | 645000 | 265000 | 0 | 2391310
Land Expense | 0 | 0 | 0 | 0 | 0 | 0 | 0 | 0
Planning/Design Expense | 0 | 0 | 0 | 0 | 0 | 0 | 0 | 0
Construction Expense | 536310 | 0 | 0 | 600000 | 345000 | 645000 | 265000 | 2391310
Other Expense | 0 | 0 | 0 | 0 | 0 | 0 | 0 | 0
Total Expense | 536310 | 0 | 0 | 600000 | 345000 | 645000 | 265000 | 2391310

## Sykes Maint Parking
UTILITY SERVICES DEPARTMENT
PROGRAM NAME: WATER / WASTEWATER
PROJECT TITLE: SYKES: REPLACE MAINTENANCE PARKING LOT AREA
Project Total: $ 100,000
Project Timeline: October 1st, 2019 through September 30th, 2021
Funded Program #:
Project Description, Milestones and Service Impact
This project involves the replacement of the driveway at intersection of the maintenance parking area and the maintenance building. This area has repeatedly been patched over the years with no success. By performing this project this will address the dilapidated road impeding on operations traffic.
Revenue or Expense Category | All Prior Fiscal Years | Fiscal Year 2019 | Fiscal Year 2020 | Fiscal Year 2021 | Fiscal Year 2022 | Fiscal Year 2023 | Fiscal Year 2024 & Future | Total Revenue | -0- CHECK
Charges for Services Revenue | 0 | 0 | 100000 | 0 | 0 | 0 | 0 | 100000
Permit/Fees Revenue | 0 | 0 | 0 | 0 | 0 | 0 | 0 | 0 | #REF! | REV VS EXP
Unfunded | 0 | 0 | 0 | 0 | 0 | 0 | 0 | 0 | #VALUE! | TOTAL VS REV
Grant Revenue | 0 | 0 | 0 | 0 | 0 | 0 | 0 | 0 | #REF! | TOTAL VS EXP
Loans Revenue | 0 | 0 | 0 | 0 | 0 | 0 | 0 | 0
Total Revenue | 0 | 0 | 100000 | 0 | 0 | 0 | 0 | 100000
Land Expense | 0 | 0 | 0 | 0 | 0 | 0 | 0 | 0
Planning/Design Expense | 0 | 0 | 0 | 0 | 0 | 0 | 0 | 0
Construction Expense | 0 | 0 | 0 | 100000 | 0 | 0 | 0 | 100000
Other Expense | 0 | 0 | 0 | 0 | 0 | 0 | 0 | 0
Total Expense | 0 | 0 | 0 | 100000 | 0 | 0 | 0 | 100000

## SB Bypass Piping
UTILITY SERVICES DEPARTMENT
PROGRAM NAME: WATER / WASTEWATER
PROJECT TITLE: SOUTH BEACH: PRETREATMENT BYPASS PIPING
Project Total: $ 790,000
Project Timeline: October 1st, 2020 through September 30th, 2022
Funded Program #:
Project Description, Milestones and Service Impact
This project involves process improvements to the South Beaches WWTP related to the ability to bypass flows from south oxidation ditch and plant 3. Doing so will improve overall plant process efficiency and provide greater control in processing peak flows entering the treatment plant.
Revenue or Expense Category | All Prior Fiscal Years | Fiscal Year 2019 | Fiscal Year 2020 | Fiscal Year 2021 | Fiscal Year 2022 | Fiscal Year 2023 | Fiscal Year 2024 & Future | Total Revenue | -0- CHECK
Charges for Services Revenue | 0 | 0 | 90000 | 700000 | 0 | 0 | 0 | 790000
Permit/Fees Revenue | 0 | 0 | 0 | 0 | 0 | 0 | 0 | 0 | #REF! | REV VS EXP
Unfunded | 0 | 0 | 0 | 0 | 0 | 0 | 0 | 0 | #VALUE! | TOTAL VS REV
Grant Revenue | 0 | 0 | 0 | 0 | 0 | 0 | 0 | 0 | #REF! | TOTAL VS EXP
Loans Revenue | 0 | 0 | 0 | 0 | 0 | 0 | 0 | 0
Total Revenue | 0 | 0 | 90000 | 700000 | 0 | 0 | 0 | 790000
Land Expense | 0 | 0 | 0 | 0 | 0 | 0 | 0 | 0
Planning/Design Expense | 0 | 0 | 0 | 90000 | 0 | 0 | 0 | 90000
Construction Expense | 0 | 0 | 0 | 0 | 700000 | 0 | 0 | 700000
Other Expense | 0 | 0 | 0 | 0 | 0 | 0 | 0 | 0
Total Expense | 0 | 0 | 0 | 90000 | 700000 | 0 | 0 | 790000

## SB Diffusers
UTILITY SERVICES DEPARTMENT
PROGRAM NAME: WATER / WASTEWATER
PROJECT TITLE: SOUTH BEACH: REPLACE DIFFUSERS ON TWO AERATION CHANNEL MIXERS
Project Total: $ 725,000
Project Timeline: October 1st, 2020 through September 30th, 2022
Funded Program #:
Project Description, Milestones and Service Impact
This project involves the replacement of the air diffusers on two of the aeration channels with mixers. The mixed channels will provide an anoxic zone to further reduce Nitrate. Reducing the nitrogen content will provide better clarifier operations and will be of great help during river discharge events.
Revenue or Expense Category | All Prior Fiscal Years | Fiscal Year 2019 | Fiscal Year 2020 | Fiscal Year 2021 | Fiscal Year 2022 | Fiscal Year 2023 | Fiscal Year 2024 & Future | Total Revenue | -0- CHECK
Charges for Services Revenue | 0 | 0 | 125000 | 600000 | 0 | 0 | 0 | 725000
Permit/Fees Revenue | 0 | 0 | 0 | 0 | 0 | 0 | 0 | 0 | #REF! | REV VS EXP
Unfunded | 0 | 0 | 0 | 0 | 0 | 0 | 0 | 0 | #VALUE! | TOTAL VS REV
Grant Revenue | 0 | 0 | 0 | 0 | 0 | 0 | 0 | 0 | #REF! | TOTAL VS EXP
Loans Revenue | 0 | 0 | 0 | 0 | 0 | 0 | 0 | 0
Total Revenue | 0 | 0 | 125000 | 600000 | 0 | 0 | 0 | 725000
Land Expense | 0 | 0 | 0 | 0 | 0 | 0 | 0 | 0
Planning/Design Expense | 0 | 0 | 0 | 125000 | 0 | 0 | 0 | 125000
Construction Expense | 0 | 0 | 0 | 0 | 600000 | 0 | 0 | 600000
Other Expense | 0 | 0 | 0 | 0 | 0 | 0 | 0 | 0
Total Expense | 0 | 0 | 0 | 125000 | 600000 | 0 | 0 | 725000

## SB Sludge Dewatering
UTILITY SERVICES DEPARTMENT
PROGRAM NAME: WATER / WASTEWATER
PROJECT TITLE: SOUTH BEACH: SLUDGE DEWATERING BUILDING RENOVATIONS
Project Total: $ 440,000
Project Timeline: October 1st, 2020 through September 30th, 2021
Funded Program #:
Project Description, Milestones and Service Impact
This project address the poor conditions of the sludge dewatering building at the South Beaches WWTP. The improvements proposed involve, but not limited to, structural, electrical supply, lighting, ventilation, safety, and access. This project will address those items listed.
Revenue or Expense Category | All Prior Fiscal Years | Fiscal Year 2019 | Fiscal Year 2020 | Fiscal Year 2021 | Fiscal Year 2022 | Fiscal Year 2023 | Fiscal Year 2024 & Future | Total Revenue | -0- CHECK
Charges for Services Revenue | 0 | 0 | 90000 | 350000 | 0 | 0 | 0 | 440000
Permit/Fees Revenue | 0 | 0 | 0 | 0 | 0 | 0 | 0 | 0 | #REF! | REV VS EXP
Unfunded | 0 | 0 | 0 | 0 | 0 | 0 | 0 | 0 | #VALUE! | TOTAL VS REV
Grant Revenue | 0 | 0 | 0 | 0 | 0 | 0 | 0 | 0 | #REF! | TOTAL VS EXP
Loans Revenue | 0 | 0 | 0 | 0 | 0 | 0 | 0 | 0
Total Revenue | 0 | 0 | 90000 | 350000 | 0 | 0 | 0 | 440000
Land Expense | 0 | 0 | 0 | 0 | 0 | 0 | 0 | 0
Planning/Design Expense | 0 | 0 | 0 | 90000 | 0 | 0 | 0 | 90000
Construction Expense | 0 | 0 | 0 | 0 | 350000 | 0 | 0 | 350000
Other Expense | 0 | 0 | 0 | 0 | 0 | 0 | 0 | 0
Total Expense | 0 | 0 | 0 | 90000 | 350000 | 0 | 0 | 440000

## S Beach Filter Building Rehab
UTILITY SERVICES DEPARTMENT
PROGRAM NAME: WATER / WASTEWATER
PROJECT TITLE: SOUTH BEACH: FILTER BUILDING REHABILITATION
Project Total: $ 365,000
Project Timeline: October 1st, 2020 through September 30th, 2022
Funded Program #:
Project Description, Milestones and Service Impact
This project involves the rehabilitation of the filter building to include upgrade to a metal roof, relocate blowers, erect partition wall, replace the Motor Control Center (M C C) and add climate control to electrical. This project will improve the life of the building.
Revenue or Expense Category | All Prior Fiscal Years | Fiscal Year 2019 | Fiscal Year 2020 | Fiscal Year 2021 | Fiscal Year 2022 | Fiscal Year 2023 | Fiscal Year 2024 & Future | Total Revenue | -0- CHECK
Charges for Services Revenue | 0 | 0 | 65000 | 300000 | 0 | 0 | 0 | 365000
Permit/Fees Revenue | 0 | 0 | 0 | 0 | 0 | 0 | 0 | 0 | #REF! | REV VS EXP
Unfunded | 0 | 0 | 0 | 0 | 0 | 0 | 0 | 0 | #VALUE! | TOTAL VS REV
Grant Revenue | 0 | 0 | 0 | 0 | 0 | 0 | 0 | 0 | #REF! | TOTAL VS EXP
Loans Revenue | 0 | 0 | 0 | 0 | 0 | 0 | 0 | 0
Total Revenue | 0 | 0 | 65000 | 300000 | 0 | 0 | 0 | 365000
Land Expense | 0 | 0 | 0 | 0 | 0 | 0 | 0 | 0
Planning/Design Expense | 0 | 0 | 0 | 65000 | 0 | 0 | 0 | 65000
Construction Expense | 0 | 0 | 0 | 0 | 300000 | 0 | 0 | 300000
Other Expense | 0 | 0 | 0 | 0 | 0 | 0 | 0 | 0
Total Expense | 0 | 0 | 0 | 65000 | 300000 | 0 | 0 | 365000

## SC Wetland Cell
UTILITY SERVICES DEPARTMENT
PROGRAM NAME: WATER / WASTEWATER
PROJECT TITLE: SOUTH CENTRAL: REPLACE WETLANDS CELL, WEIRS AND VALVES
Project Total: $ 850,000
Project Timeline: October 1st, 2020 through September 30th, 2022
Funded Program #:
Project Description, Milestones and Service Impact
This project involves the replacement of the Viera Wetlands cell, outfall weirs and valves. The wetlands cell weirs and valves have corroded to the extent of being inoperative. It is proving difficult to maintain water levels in the cells and main lake which affects the ability to maintain the environment as designed for proper nutrient removal before discharging into the St. Johns River. This project will address these items.
Revenue or Expense Category | All Prior Fiscal Years | Fiscal Year 2019 | Fiscal Year 2020 | Fiscal Year 2021 | Fiscal Year 2022 | Fiscal Year 2023 | Fiscal Year 2024 & Future | Total Revenue | -0- CHECK
Charges for Services Revenue | 0 | 0 | 150000 | 400000 | 300000 | 0 | 0 | 850000
Permit/Fees Revenue | 0 | 0 | 0 | 0 | 0 | 0 | 0 | 0 | #REF! | REV VS EXP
Unfunded | 0 | 0 | 0 | 0 | 0 | 0 | 0 | 0 | #VALUE! | TOTAL VS REV
Grant Revenue | 0 | 0 | 0 | 0 | 0 | 0 | 0 | 0 | #REF! | TOTAL VS EXP
Loans Revenue | 0 | 0 | 0 | 0 | 0 | 0 | 0 | 0
Total Revenue | 0 | 0 | 150000 | 400000 | 300000 | 0 | 0 | 850000
Land Expense | 0 | 0 | 0 | 0 | 0 | 0 | 0 | 0
Planning/Design Expense | 0 | 0 | 0 | 150000 | 0 | 0 | 0 | 150000
Construction Expense | 0 | 0 | 0 | 0 | 400000 | 300000 | 0 | 700000
Other Expense | 0 | 0 | 0 | 0 | 0 | 0 | 0 | 0
Total Expense | 0 | 0 | 0 | 150000 | 400000 | 300000 | 0 | 850000

## SC Alum Tank
UTILITY SERVICES DEPARTMENT
PROGRAM NAME: WATER / WASTEWATER
PROJECT TITLE: SOUTH CENTRAL: REPLACE ALUMINUM SULFATE STORAGE TANK
Project Total: $ 400,000
Project Timeline: October 1st, 2020 through September 30th, 2022
Funded Program #:
Project Description, Milestones and Service Impact
This project with replace the existing aluminum sulfate (Alum) storage tank. The tank is nearing the end of its useful life. The new tank will provide continued service to the facility in order to maintain uninterrupted service and stay in compliance with Department of Environmental Protection (DEP).
Revenue or Expense Category | All Prior Fiscal Years | Fiscal Year 2019 | Fiscal Year 2020 | Fiscal Year 2021 | Fiscal Year 2022 | Fiscal Year 2023 | Fiscal Year 2024 & Future | Total Revenue | -0- CHECK
Charges for Services Revenue | 0 | 0 | 300000 | 100000 | 0 | 0 | 0 | 400000
Permit/Fees Revenue | 0 | 0 | 0 | 0 | 0 | 0 | 0 | 0 | #REF! | REV VS EXP
Unfunded | 0 | 0 | 0 | 0 | 0 | 0 | 0 | 0 | #VALUE! | TOTAL VS REV
Grant Revenue | 0 | 0 | 0 | 0 | 0 | 0 | 0 | 0 | #REF! | TOTAL VS EXP
Loans Revenue | 0 | 0 | 0 | 0 | 0 | 0 | 0 | 0
Total Revenue | 0 | 0 | 300000 | 100000 | 0 | 0 | 0 | 400000
Land Expense | 0 | 0 | 0 | 0 | 0 | 0 | 0 | 0
Planning/Design Expense | 0 | 0 | 0 | 0 | 0 | 0 | 0 | 0
Construction Expense | 0 | 0 | 0 | 300000 | 100000 | 0 | 0 | 400000
Other Expense | 0 | 0 | 0 | 0 | 0 | 0 | 0 | 0
Total Expense | 0 | 0 | 0 | 300000 | 100000 | 0 | 0 | 400000

## BFB Contact Chamber Rehab
UTILITY SERVICES DEPARTMENT
PROGRAM NAME: BAREFOOT BAY WATER/WASTEWATER
PROJECT TITLE: BAREFOOT BAY WATER: CONTACT CHAMBER REHABILITATION
Project Total: $ 300,000
Project Timeline: October 1st, 2020 through September 30th, 2022
Funded Program #:
Project Description, Milestones and Service Impact
This project involves the rehabilitation of lime treatment units at the BFB water treatment plant. The rehabilitation of this project is to extend the life of the asset and provide an assurance that the water treatment process is performing per FDEP and EPA requirements.
Revenue or Expense Category | All Prior Fiscal Years | Fiscal Year 2019 | Fiscal Year 2020 | Fiscal Year 2021 | Fiscal Year 2022 | Fiscal Year 2023 | Fiscal Year 2024 & Future | Total Revenue | -0- CHECK
Charges for Services Revenue | 0 |  | 300000 | 0 | 0 | 0 | 0 | 300000
Permit/Fees Revenue | 0 | 0 | 0 | 0 | 0 | 0 | 0 | 0 | #REF! | REV VS EXP
Unfunded | 0 | 0 | 0 | 0 | 0 | 0 | 0 | 0 | #VALUE! | TOTAL VS REV
Grant Revenue | 0 | 0 | 0 | 0 | 0 | 0 | 0 | 0 | #REF! | TOTAL VS EXP
Loans Revenue | 0 | 0 | 0 | 0 | 0 | 0 | 0 | 0
Total Revenue | 0 | 0 | 300000 | 0 | 0 | 0 | 0 | 300000
Land Expense | 0 | 0 | 0 | 0 | 0 | 0 | 0 | 0
Planning/Design Expense | 0 | 0 | 0 | 0 | 0 | 0 | 0 | 0
Construction Expense | 0 | 0 | 0 | 300000 | 0 | 0 | 0 | 300000
Other Expense | 0 | 0 | 0 | 0 | 0 | 0 | 0 | 0
Total Expense | 0 | 0 | 0 | 300000 | 0 | 0 | 0 | 300000

## S Bch WWTP Manual Bar Screen
UTILITY SERVICES DEPARTMENT
PROGRAM NAME: WATER / WASTEWATER
PROJECT TITLE: SOUTH BEACH: W W T P MANUAL BAR SCREEN REPLACEMENT
Project Total: $ 50,000
Project Timeline: October 1st, 2023 through September 30th, 2024
Funded Program #: 513875
Project Description, Milestones and Service Impact
This project is the replacement of the manual bar screen at the South Beaches WWTP. The manual bar screen is used to screen the influent when the mechanical bar screen is out-of-service due to it being inoperable and beyond repair. Doing this project will provide the WWTP with a functional manual bar screen.
Revenue or Expense Category | All Prior Fiscal Years | Fiscal Year 2019 | Fiscal Year 2020 | Fiscal Year 2021 | Fiscal Year 2022 | Fiscal Year 2023 | Fiscal Year 2024 & Future | Total Revenue | -0- CHECK
Charges for Services Revenue | 0 | 0 | 0 | 0 | 0 | 50000 | 0 | 50000
Permit/Fees Revenue | 0 | 0 | 0 | 0 | 0 | 0 | 0 | 0 | #REF! | REV VS EXP
Unfunded | 0 | 0 | 0 | 0 | 0 | 0 | 0 | 0 | #VALUE! | TOTAL VS REV
Grant Revenue | 0 | 0 | 0 | 0 | 0 | 0 | 0 | 0 | #REF! | TOTAL VS EXP
Loans Revenue | 0 | 0 | 0 | 0 | 0 | 0 | 0 | 0
Total Revenue | 0 | 0 | 0 | 0 | 0 | 50000 | 0 | 50000
Land Expense | 0 | 0 | 0 | 0 | 0 | 0 | 0 | 0
Planning/Design Expense | 0 | 0 | 0 | 0 | 0 | 0 | 0 | 0
Construction Expense | 0 | 0 | 0 | 0 | 0 | 0 | 50000 | 50000
Other Expense | 0 | 0 | 0 | 0 | 0 | 0 | 0 | 0
Total Expense | 0 | 0 | 0 | 0 | 0 | 0 | 50000 | 50000